## NYCA_2017
Line No. | Billing Org | Station Unit | Zone | PTID | Town | Cnty | St | MM-DD-YYYY | Nameplate MW | CRIS SUM MW | CAPABILITY SUM MW | CAPABILITY WIN MW | DUAL | Unit Type | Fuel Type 1 | Fuel Type 2 | Fuel Type 3 | 2016 GWh | Notes | Capacity % | CO2 Emissions MTCO2 | CO2 Emissions MMTCO2
R1002 | Astoria Energy II, LLC | Astoria Energy 2 - CC3 | J | 323677 | Queens | Queens | NY | 2011-07-01 | 330 | 288 | 284 | 326 | YES | Combined Cycle | Natural Gas | No. 2 Fuel Oil |  | 2897.1 | ( G ) |  | 1283415.3 | 1.2834
R1003 | Astoria Energy II, LLC | Astoria Energy 2 - CC4 | J | 323678 | Queens | Queens | NY | 2011-07-01 | 330 | 288 | 284 | 326 | YES | Combined Cycle | Natural Gas | No. 2 Fuel Oil
R1004 | Astoria Energy, LLC | Astoria East Energy - CC1 | J | 323581 | Queens | Queens | NY | 2006-04-01 | 320 | 292.6 | 278.9 | 314.8 | YES | Combined Cycle | Natural Gas | No. 2 Fuel Oil |  | 3363.7 | ( G ) |  | 1490119.1 | 1.4901
R1005 | Astoria Energy, LLC | Astoria East Energy - CC2 | J | 323582 | Queens | Queens | NY | 2006-04-01 | 320 | 292.6 | 278.9 | 314.8 | YES | Combined Cycle | Natural Gas | No. 2 Fuel Oil
R1006 | Astoria Generating Company L.P. | Astoria 2 | J | 24149 | Queens | Queens | NY | 1954-03-01 | 180 | 177 | 172.1 | 169.2 |  | Steam Turbine (Fossil) | Natural Gas |  |  | 3.6 |  | 0.22831 | 1594.8 | 0.0015948
R1007 | Astoria Generating Company L.P. | Astoria 3 | J | 23516 | Queens | Queens | NY | 1958-09-01 | 376 | 369.9 | 379.1 | 372.9 | YES | Steam Turbine (Fossil) | No. 6 Fuel Oil | Natural Gas |  | 337.5 |  | 10.2466 | 250762.5 | 0.25076
R1008 | Astoria Generating Company L.P. | Astoria 5 | J | 23518 | Queens | Queens | NY | 1962-05-01 | 387 | 376.3 | 381.8 | 387.4 | YES | Steam Turbine (Fossil) | No. 6 Fuel Oil | Natural Gas |  | 474 |  | 13.9818 | 352182 | 0.35218
R1009 | Astoria Generating Company L.P. | Astoria GT 01 | J | 23523 | Queens | Queens | NY | 1967-07-01 | 16 | 15.7 | 14.4 | 18.3 |  | Combustion Turbine | Natural Gas |  |  | 0.9 |  | 0.64212 | 398.7 | 0.0003987
R1010 | Astoria Generating Company L.P. | Gowanus 1-1 | J | 24077 | Brooklyn | Kings | NY | 1971-06-01 | 20 | 19.1 | 18.7 | 23.9 |  | Combustion Turbine | No. 2 Fuel Oil |  |  | 0.1 |  | 0.057078 | 74.3 | 7.43e-05
R1011 | Astoria Generating Company L.P. | Gowanus 1-2 | J | 24078 | Brooklyn | Kings | NY | 1971-06-01 | 20 | 17.1 | 19.2 | 24.7 |  | Combustion Turbine | No. 2 Fuel Oil |  |  | 0.1 |  | 0.057078 | 74.3 | 7.43e-05
R1012 | Astoria Generating Company L.P. | Gowanus 1-3 | J | 24079 | Brooklyn | Kings | NY | 1971-06-01 | 20 | 17.2 | 17.4 | 21.9 |  | Combustion Turbine | No. 2 Fuel Oil |  |  | 0.1 |  | 0.057078 | 74.3 | 7.43e-05
R1013 | Astoria Generating Company L.P. | Gowanus 1-4 | J | 24080 | Brooklyn | Kings | NY | 1971-06-01 | 20 | 17.1 | 16.2 | 20.9 |  | Combustion Turbine | No. 2 Fuel Oil |  |  | 0.1 |  | 0.057078 | 74.3 | 7.43e-05
R1014 | Astoria Generating Company L.P. | Gowanus 1-5 | J | 24084 | Brooklyn | Kings | NY | 1971-06-01 | 20 | 16.5 | 17.4 | 21.6 |  | Combustion Turbine | No. 2 Fuel Oil
R1015 | Astoria Generating Company L.P. | Gowanus 1-6 | J | 24111 | Brooklyn | Kings | NY | 1971-06-01 | 20 | 18 | 16.1 | 20.8 |  | Combustion Turbine | No. 2 Fuel Oil |  |  | 0.1 |  | 0.057078 | 74.3 | 7.43e-05
R1016 | Astoria Generating Company L.P. | Gowanus 1-7 | J | 24112 | Brooklyn | Kings | NY | 1971-06-01 | 20 | 17.6 | 17 | 22.2 |  | Combustion Turbine | No. 2 Fuel Oil |  |  | 0.1 |  | 0.057078 | 74.3 | 7.43e-05
R1017 | Astoria Generating Company L.P. | Gowanus 1-8 | J | 24113 | Brooklyn | Kings | NY | 1971-06-01 | 20 | 16.1 | 16 | 20.4 |  | Combustion Turbine | No. 2 Fuel Oil |  |  | 0.1 |  | 0.057078 | 74.3 | 7.43e-05
R1018 | Astoria Generating Company L.P. | Gowanus 2-1 | J | 24114 | Brooklyn | Kings | NY | 1971-06-01 | 20 | 17.9 | 16.9 | 21.1 | YES | Combustion Turbine | No. 2 Fuel Oil | Natural Gas |  | 0.7 |  | 0.39954 | 520.1 | 0.0005201
R1019 | Astoria Generating Company L.P. | Gowanus 2-2 | J | 24115 | Brooklyn | Kings | NY | 1971-06-01 | 20 | 18.8 | 17.8 | 22.6 | YES | Combustion Turbine | No. 2 Fuel Oil | Natural Gas |  | 1 |  | 0.57078 | 743 | 0.000743
R1020 | Astoria Generating Company L.P. | Gowanus 2-3 | J | 24116 | Brooklyn | Kings | NY | 1971-06-01 | 20 | 20.6 | 19.1 | 24 | YES | Combustion Turbine | No. 2 Fuel Oil | Natural Gas |  | 0.9 |  | 0.5137 | 668.7 | 0.0006687
R1021 | Astoria Generating Company L.P. | Gowanus 2-4 | J | 24117 | Brooklyn | Kings | NY | 1971-06-01 | 20 | 19.3 | 17.1 | 22.1 | YES | Combustion Turbine | No. 2 Fuel Oil | Natural Gas |  | 0.7 |  | 0.39954 | 520.1 | 0.0005201
R1022 | Astoria Generating Company L.P. | Gowanus 2-5 | J | 24118 | Brooklyn | Kings | NY | 1971-06-01 | 20 | 18.6 | 17.6 | 22.2 | YES | Combustion Turbine | No. 2 Fuel Oil | Natural Gas |  | 1.4 |  | 0.79909 | 1040.2 | 0.0010402
R1023 | Astoria Generating Company L.P. | Gowanus 2-6 | J | 24119 | Brooklyn | Kings | NY | 1971-06-01 | 20 | 20.3 | 19.1 | 24.3 | YES | Combustion Turbine | No. 2 Fuel Oil | Natural Gas |  | 0.8 |  | 0.45662 | 594.4 | 0.0005944
R1024 | Astoria Generating Company L.P. | Gowanus 2-7 | J | 24120 | Brooklyn | Kings | NY | 1971-06-01 | 20 | 19.6 | 18.8 | 23.8 | YES | Combustion Turbine | No. 2 Fuel Oil | Natural Gas |  | 2.2 |  | 1.2557 | 1634.6 | 0.0016346
R1025 | Astoria Generating Company L.P. | Gowanus 2-8 | J | 24121 | Brooklyn | Kings | NY | 1971-06-01 | 20 | 17.7 | 17 | 22 | YES | Combustion Turbine | No. 2 Fuel Oil | Natural Gas |  | 0.7 |  | 0.39954 | 520.1 | 0.0005201
R1026 | Astoria Generating Company L.P. | Gowanus 3-1 | J | 24122 | Brooklyn | Kings | NY | 1971-07-01 | 20 | 17.7 | 16.8 | 21.4 | YES | Combustion Turbine | No. 2 Fuel Oil | Natural Gas |  | 0.8 |  | 0.45662 | 594.4 | 0.0005944
R1027 | Astoria Generating Company L.P. | Gowanus 3-2 | J | 24123 | Brooklyn | Kings | NY | 1971-07-01 | 20 | 17.7 | 16.7 | 21.5 | YES | Combustion Turbine | No. 2 Fuel Oil | Natural Gas |  | 1.7 |  | 0.97032 | 1263.1 | 0.0012631
R1028 | Astoria Generating Company L.P. | Gowanus 3-3 | J | 24124 | Brooklyn | Kings | NY | 1971-07-01 | 20 | 19.8 | 18.8 | 23 | YES | Combustion Turbine | No. 2 Fuel Oil | Natural Gas |  | 0.6 |  | 0.34247 | 445.8 | 0.0004458
R1029 | Astoria Generating Company L.P. | Gowanus 3-4 | J | 24125 | Brooklyn | Kings | NY | 1971-07-01 | 20 | 17.9 | 16.7 | 22.6 | YES | Combustion Turbine | No. 2 Fuel Oil | Natural Gas |  | 0.7 |  | 0.39954 | 520.1 | 0.0005201
R1030 | Astoria Generating Company L.P. | Gowanus 3-5 | J | 24126 | Brooklyn | Kings | NY | 1971-07-01 | 20 | 19 | 17 | 22.3 | YES | Combustion Turbine | No. 2 Fuel Oil | Natural Gas |  | 0.8 |  | 0.45662 | 594.4 | 0.0005944
R1031 | Astoria Generating Company L.P. | Gowanus 3-6 | J | 24127 | Brooklyn | Kings | NY | 1971-07-01 | 20 | 17.6 | 15.5 | 20.3 | YES | Combustion Turbine | No. 2 Fuel Oil | Natural Gas |  | 0.4 |  | 0.22831 | 297.2 | 0.0002972
R1032 | Astoria Generating Company L.P. | Gowanus 3-7 | J | 24128 | Brooklyn | Kings | NY | 1971-07-01 | 20 | 18.1 | 17.6 | 23 | YES | Combustion Turbine | No. 2 Fuel Oil | Natural Gas |  | 0.9 |  | 0.5137 | 668.7 | 0.0006687
R1033 | Astoria Generating Company L.P. | Gowanus 3-8 | J | 24129 | Brooklyn | Kings | NY | 1971-07-01 | 20 | 19 | 18.3 | 23.3 | YES | Combustion Turbine | No. 2 Fuel Oil | Natural Gas |  | 0.7 |  | 0.39954 | 520.1 | 0.0005201
R1034 | Astoria Generating Company L.P. | Gowanus 4-1 | J | 24130 | Brooklyn | Kings | NY | 1971-07-01 | 20 | 16.8 | 18.9 | 24.2 |  | Combustion Turbine | No. 2 Fuel Oil |  |  | 0.1 |  | 0.057078 | 74.3 | 7.43e-05
R1035 | Astoria Generating Company L.P. | Gowanus 4-2 | J | 24131 | Brooklyn | Kings | NY | 1971-07-01 | 20 | 17.3 | 17.6 | 22.3 |  | Combustion Turbine | No. 2 Fuel Oil |  |  | 0.1 |  | 0.057078 | 74.3 | 7.43e-05
R1036 | Astoria Generating Company L.P. | Gowanus 4-3 | J | 24132 | Brooklyn | Kings | NY | 1971-07-01 | 20 | 17.6 | 17 | 22.2 |  | Combustion Turbine | No. 2 Fuel Oil |  |  | 0.1 |  | 0.057078 | 74.3 | 7.43e-05
R1037 | Astoria Generating Company L.P. | Gowanus 4-4 | J | 24133 | Brooklyn | Kings | NY | 1971-07-01 | 20 | 17.1 | 16.5 | 21.3 |  | Combustion Turbine | No. 2 Fuel Oil
R1038 | Astoria Generating Company L.P. | Gowanus 4-5 | J | 24134 | Brooklyn | Kings | NY | 1971-07-01 | 20 | 17.1 | 16.2 | 21.1 |  | Combustion Turbine | No. 2 Fuel Oil |  |  | 0.2 |  | 0.11416 | 148.6 | 0.0001486
R1039 | Astoria Generating Company L.P. | Gowanus 4-6 | J | 24135 | Brooklyn | Kings | NY | 1971-07-01 | 20 | 18.6 | 17.6 | 23.1 |  | Combustion Turbine | No. 2 Fuel Oil |  |  | 0.2 |  | 0.11416 | 148.6 | 0.0001486
R1040 | Astoria Generating Company L.P. | Gowanus 4-7 | J | 24136 | Brooklyn | Kings | NY | 1971-07-01 | 20 | 16.6 | 17.1 | 20.9 |  | Combustion Turbine | No. 2 Fuel Oil |  |  | 0.1 |  | 0.057078 | 74.3 | 7.43e-05
R1041 | Astoria Generating Company L.P. | Gowanus 4-8 | J | 24137 | Brooklyn | Kings | NY | 1971-07-01 | 20 | 19 | 17.1 | 22.3 |  | Combustion Turbine | No. 2 Fuel Oil |  |  | 0.1 |  | 0.057078 | 74.3 | 7.43e-05
R1042 | Astoria Generating Company L.P. | Narrows 1-1 | J | 24228 | Brooklyn | Kings | NY | 1972-05-01 | 22 | 21 | 18.9 | 23.9 | YES | Combustion Turbine | Kerosene | Natural Gas |  | 4.7 |  | 2.4388 | 1222 | 0.001222
R1043 | Astoria Generating Company L.P. | Narrows 1-2 | J | 24229 | Brooklyn | Kings | NY | 1972-05-01 | 22 | 19.5 | 17.3 | 22.4 | YES | Combustion Turbine | Kerosene | Natural Gas |  | 5.5 |  | 2.8539 | 1430 | 0.00143
R1044 | Astoria Generating Company L.P. | Narrows 1-3 | J | 24230 | Brooklyn | Kings | NY | 1972-05-01 | 22 | 20.4 | 18.9 | 23.4 | YES | Combustion Turbine | Kerosene | Natural Gas |  | 7.3 |  | 3.7879 | 1898 | 0.001898
R1045 | Astoria Generating Company L.P. | Narrows 1-4 | J | 24231 | Brooklyn | Kings | NY | 1972-05-01 | 22 | 20.1 | 19.1 | 24.4 | YES | Combustion Turbine | Kerosene | Natural Gas |  | 4.9 |  | 2.5425 | 1274 | 0.001274
R1046 | Astoria Generating Company L.P. | Narrows 1-5 | J | 24232 | Brooklyn | Kings | NY | 1972-05-01 | 22 | 19.8 | 19.8 | 24.4 | YES | Combustion Turbine | Kerosene | Natural Gas |  | 4.5 |  | 2.335 | 1170 | 0.00117
R1047 | Astoria Generating Company L.P. | Narrows 1-6 | J | 24233 | Brooklyn | Kings | NY | 1972-05-01 | 22 | 18.9 | 16.5 | 22.1 | YES | Combustion Turbine | Kerosene | Natural Gas |  | 3.1 |  | 1.6086 | 806 | 0.000806
R1048 | Astoria Generating Company L.P. | Narrows 1-7 | J | 24234 | Brooklyn | Kings | NY | 1972-05-01 | 22 | 18.4 | 15.6 | 20.6 | YES | Combustion Turbine | Kerosene | Natural Gas |  | 2.4 |  | 1.2453 | 624 | 0.000624
R1049 | Astoria Generating Company L.P. | Narrows 1-8 | J | 24235 | Brooklyn | Kings | NY | 1972-05-01 | 22 | 19.9 | 17.4 | 21.9 | YES | Combustion Turbine | Kerosene | Natural Gas |  | 5.1 |  | 2.6463 | 1326 | 0.001326
R1050 | Astoria Generating Company L.P. | Narrows 2-1 | J | 24236 | Brooklyn | Kings | NY | 1972-06-01 | 22 | 19.4 | 18.6 | 23.8 | YES | Combustion Turbine | Kerosene | Natural Gas |  | 4.2 |  | 2.1793 | 1092 | 0.001092
R1051 | Astoria Generating Company L.P. | Narrows 2-2 | J | 24237 | Brooklyn | Kings | NY | 1972-06-01 | 22 | 18.7 | 16.6 | 22.6 | YES | Combustion Turbine | Kerosene | Natural Gas |  | 5.4 |  | 2.802 | 1404 | 0.001404
R1052 | Astoria Generating Company L.P. | Narrows 2-3 | J | 24238 | Brooklyn | Kings | NY | 1972-06-01 | 22 | 18.4 | 18 | 23.8 | YES | Combustion Turbine | Kerosene | Natural Gas |  | 7.2 |  | 3.736 | 1872 | 0.001872
R1053 | Astoria Generating Company L.P. | Narrows 2-4 | J | 24239 | Brooklyn | Kings | NY | 1972-06-01 | 22 | 18.4 | 18.7 | 24.1 | YES | Combustion Turbine | Kerosene | Natural Gas |  | 3 |  | 1.5567 | 780 | 0.00078
R1054 | Astoria Generating Company L.P. | Narrows 2-5 | J | 24240 | Brooklyn | Kings | NY | 1972-06-01 | 22 | 19.9 | 18 | 23.7 | YES | Combustion Turbine | Kerosene | Natural Gas |  | 7.3 |  | 3.7879 | 1898 | 0.001898
R1055 | Astoria Generating Company L.P. | Narrows 2-6 | J | 24241 | Brooklyn | Kings | NY | 1972-06-01 | 22 | 18.1 | 15.4 | 20.8 | YES | Combustion Turbine | Kerosene | Natural Gas |  | 1.8 |  | 0.934 | 468 | 0.000468
R1056 | Astoria Generating Company L.P. | Narrows 2-7 | J | 24242 | Brooklyn | Kings | NY | 1972-06-01 | 22 | 20.7 | 18.1 | 24.1 | YES | Combustion Turbine | Kerosene | Natural Gas |  | 9.4 |  | 4.8775 | 2444 | 0.002444
R1057 | Astoria Generating Company L.P. | Narrows 2-8 | J | 24243 | Brooklyn | Kings | NY | 1972-06-01 | 22 | 17.5 | 16 | 21.6 | YES | Combustion Turbine | Kerosene | Natural Gas |  | 2.8 |  | 1.4529 | 728 | 0.000728
R1058 | Athens Generating Company, LP | Athens 1 | F | 23668 | Athens | Greene | NY | 2004-05-01 | 441 | 316.6 | 327.6 | 400.3 | YES | Combined Cycle | Natural Gas | No. 2 Fuel Oil |  | 1382.2 |  | 35.779 | 612314.6 | 0.61231
R1059 | Athens Generating Company, LP | Athens 2 | F | 23670 | Athens | Greene | NY | 2004-05-01 | 441 | 315.6 | 328.1 | 407.3 | YES | Combined Cycle | Natural Gas | No. 2 Fuel Oil |  | 1414.9 |  | 36.6255 | 626800.7 | 0.6268
R1060 | Athens Generating Company, LP | Athens 3 | F | 23677 | Athens | Greene | NY | 2004-05-01 | 441 | 312.8 | 325.1 | 396.7 | YES | Combined Cycle | Natural Gas | No. 2 Fuel Oil |  | 1173.4 |  | 30.3741 | 519816.2 | 0.51982
R1061 | Bayonne Energy Center, LLC | Bayonne EC CTG1 | J | 323682 | Bayonne NJ | Hudson | NJ | 2012-06-01 | 64 | 64 | 59.9 | 63.1 | YES | Jet Engine | Natural Gas | Kerosene |  | 143.8 |  | 25.6493 | 63703.4 | 0.063703
R1062 | Bayonne Energy Center, LLC | Bayonne EC CTG2 | J | 323683 | Bayonne NJ | Hudson | NJ | 2012-06-01 | 64 | 64 | 61 | 62.7 | YES | Jet Engine | Natural Gas | Kerosene |  | 149 |  | 26.5768 | 66007 | 0.066007
R1063 | Bayonne Energy Center, LLC | Bayonne EC CTG3 | J | 323684 | Bayonne NJ | Hudson | NJ | 2012-06-01 | 64 | 64 | 59.1 | 62.7 | YES | Jet Engine | Natural Gas | Kerosene |  | 151 |  | 26.9335 | 66893 | 0.066893
R1064 | Bayonne Energy Center, LLC | Bayonne EC CTG4 | J | 323685 | Bayonne NJ | Hudson | NJ | 2012-06-01 | 64 | 64 | 58.7 | 62.4 | YES | Jet Engine | Natural Gas | Kerosene |  | 129.9 |  | 23.1699 | 57545.7 | 0.057546
R1065 | Bayonne Energy Center, LLC | Bayonne EC CTG5 | J | 323686 | Bayonne NJ | Hudson | NJ | 2012-06-01 | 64 | 64 | 62 | 63.2 | YES | Jet Engine | Natural Gas | Kerosene |  | 150.3 |  | 26.8086 | 66582.9 | 0.066583
R1066 | Bayonne Energy Center, LLC | Bayonne EC CTG6 | J | 323687 | Bayonne NJ | Hudson | NJ | 2012-06-01 | 64 | 64 | 59.4 | 62.2 | YES | Jet Engine | Natural Gas | Kerosene |  | 119.7 |  | 21.3506 | 53027.1 | 0.053027
R1067 | Bayonne Energy Center, LLC | Bayonne EC CTG7 | J | 323688 | Bayonne NJ | Hudson | NJ | 2012-06-01 | 64 | 64 | 60.7 | 62.7 | YES | Jet Engine | Natural Gas | Kerosene |  | 137.2 |  | 24.472 | 60779.6 | 0.06078
R1068 | Bayonne Energy Center, LLC | Bayonne EC CTG8 | J | 323689 | Bayonne NJ | Hudson | NJ | 2012-06-01 | 64 | 64 | 61.7 | 62.8 | YES | Jet Engine | Natural Gas | Kerosene |  | 134.4 |  | 23.9726 | 59539.2 | 0.059539
R1069 | Binghamton BOP, LLC | Binghamton | C | 23790 | Binghamton | Broome | NY | 2001-03-01 | 47.7 | 43.8 | 43.7 | 46.7 | YES | Combined Cycle | Natural Gas | Kerosene |  | 29 |  | 6.9403 | 12847 | 0.012847
R1070 | Boralex Hydro Operations Inc | Fourth Branch | F | 23824 | Waterford | Saratoga | NY | 1987-12-01 | 3.3 | 3.5 | 3.3 | 3.3 |  | Conventional Hydro | Water |  |  | 14.7 |  | 50.851 | 147 | 0.000147
R1071 | Boralex Hydro Operations Inc | NYS Dam | F | 23527 | Waterford | Saratoga | NY | 1990-12-01 | 11.4 | 11.3 | 11.4 | 11.4 |  | Conventional Hydro | Water |  |  | 42.7 |  | 42.7582 | 427 | 0.000427
R1072 | Boralex Hydro Operations Inc | Sissonville | E | 23735 | Potsdam | St Lawrence | NY | 1990-08-01 | 3.1 | 3 | 3.1 | 3.1 |  | Conventional Hydro | Water |  |  | 11.6 |  | 42.7162 | 116 | 0.000116
R1073 | Boralex Hydro Operations Inc | Warrensburg | F | 23737 | Warrensburg | Warren | NY | 1988-12-01 | 2.9 | 3 | 2.9 | 2.9 |  | Conventional Hydro | Water |  |  | 9.2 |  | 36.2148 | 92 | 9.2e-05
R1074 | Calpine Energy Services LP | Bethpage | K | 23823 | Hicksville | Nassau | NY | 1989-09-01 | 83.6 | 54.9 | 52.8 | 62.5 |  | Combined Cycle | Natural Gas |  |  | 299.6 |  | 40.9102 | 132722.8 | 0.13272
R1075 | Calpine Energy Services LP | Bethpage GT4 | K | 323586 | Hicksville | Nassau | NY | 2002-07-01 | 60 | 48.2 | 45.1 | 51 |  | Combustion Turbine | Natural Gas |  |  | 203 |  | 38.6225 | 89929 | 0.089929
R1076 | Calpine Energy Services LP | KIAC_JFK_GT1 | J | 23816 | Jamaica | Queens | NY | 1995-02-01 | 60.6 | 58.7 | 58.1 | 59.8 | YES | Combined Cycle | Natural Gas | No. 2 Fuel Oil |  | 688.9 | ( G ) |  | 305182.7 | 0.30518
R1077 | Calpine Energy Services LP | KIAC_JFK_GT2 | J | 23817 | Jamaica | Queens | NY | 1995-02-01 | 60.6 | 58.3 | 58.9 | 59.5 | YES | Combined Cycle | Natural Gas | No. 2 Fuel Oil
R1078 | Canandaigua Power Partners, LLC | Canandaigua Wind Power | C | 323617 | Avoca | Steuben | NY | 2008-12-05 | 125 | 125 | 125 | 125 |  | Wind Turbine | Wind |  |  | 258.7 |  | 23.6256 | 2328.3 | 0.0023283
R1079 | Canastota Windpower LLC | Fenner Wind Power | C | 24204 | Fenner | Madison | NY | 2001-12-01 | 30 | 0 | 0 | 0 |  | Wind Turbine | Wind |  |  | 62.4 |  | 23.7443 | 561.6 | 0.0005616
R1080 | Carr Street Generating Station LP | Carr St.-E. Syr | C | 24060 | Dewitt | Onondaga | NY | 1993-08-01 | 122.6 | 89 | 88.2 | 103.3 | YES | Combined Cycle | Natural Gas | No. 2 Fuel Oil |  | 181.5 |  | 16.8998 | 80404.5 | 0.080405
R1081 | Castleton Power, LLC | Castleton Energy Center | F | 23900 | Castleton | Rensselaer | NY | 1992-01-01 | 72 | 69 | 61 | 72 | YES | Combined Cycle | Natural Gas | No. 2 Fuel Oil |  | 264.9 |  | 41.9996 | 117350.7 | 0.11735
R1082 | Cayuga Operating Company, LLC | Cayuga 1 | C | 23584 | Lansing | Tompkins | NY | 1955-09-01 | 155.3 | 154.1 | 152 | 150.2 |  | Steam Turbine (Fossil) | Bituminous Coal |  |  | 500.4 | ( S ) | 36.7825 | 500400 | 0.5004
R1083 | Cayuga Operating Company, LLC | Cayuga 2 | C | 23585 | Lansing | Tompkins | NY | 1958-10-01 | 167.2 | 154.7 | 150.2 | 150.4 |  | Steam Turbine (Fossil) | Bituminous Coal |  |  | 61.9 | ( S ) | 4.2262 | 61900 | 0.0619
R1084 | Cayuga Operating Company, LLC | Cayuga IC 1 | C | 23629 | Lansing | Tompkins | NY | 1967-08-01 | 2.8 | 0 | 0 | 0 |  | Internal Combustion | No. 2 Fuel Oil
R1085 | Cayuga Operating Company, LLC | Cayuga IC 2 | C | 23629 | Lansing | Tompkins | NY | 1967-08-01 | 2.8 | 0 | 0 | 0 |  | Internal Combustion | No. 2 Fuel Oil
R1086 | Central Hudson Gas & Elec. Corp. | Coxsackie GT | G | 23611 | Coxsackie | Greene | NY | 1969-12-01 | 21.6 | 19.9 | 18.5 | 23.8 | YES | Combustion Turbine | Kerosene | Natural Gas |  | 0.5 |  | 0.26425 | 130 | 0.00013
R1087 | Central Hudson Gas & Elec. Corp. | Dashville 1 | G | 23610 | Rifton | Ulster | NY | 1920-01-01 | 2.4 | 2.7 | 0 | 0 |  | Conventional Hydro | Water
R1088 | Central Hudson Gas & Elec. Corp. | Dashville 2 | G | 23610 | Rifton | Ulster | NY | 1920-01-01 | 2.4 | 2.7 | 0 | 0 |  | Conventional Hydro | Water
R1089 | Central Hudson Gas & Elec. Corp. | DCRRA | G | 23765 | Poughkeepsie | Dutchess | NY | 1987-09-01 | 9.2 | 8.8 | 6.5 | 5.9 |  | Steam Turbine (Fossil) | Refuse |  |  | 37.7 |  | 46.7788 | 867.1 | 0.0008671
R1090 | Central Hudson Gas & Elec. Corp. | High Falls | G | 23754 | Marbletown | Ulster | NY | 1986-12-01 | 3.2 | 3 | 0 | 0 |  | Conventional Hydro | Water
R1091 | Central Hudson Gas & Elec. Corp. | Millpond | G | 5004 | Catskill | Greene | NY | 1993-12-01 | 0.9 |  | 0 | 0 |  | Conventional Hydro | Water
R1092 | Central Hudson Gas & Elec. Corp. | Montgomery West | G | 5005 | Montgomery | Orange | NY | 1985-11-01 | 0.2 |  | 0 | 0 |  | Conventional Hydro | Water
R1093 | Central Hudson Gas & Elec. Corp. | Salisbury Mills | G | 5006 | Salisbury Mills | Orange | NY | 1986-12-01 | 0.5 |  | 0 | 0 |  | Conventional Hydro | Water
R1094 | Central Hudson Gas & Elec. Corp. | South Cairo | G | 23612 | Cairo | Greene | NY | 1970-06-01 | 21.6 | 19.8 | 19.7 | 23.4 |  | Combustion Turbine | Kerosene |  |  | 0.1 |  | 0.05285 | 26 | 2.6e-05
R1095 | Central Hudson Gas & Elec. Corp. | Sturgeon 1 | G | 23609 | Rifton | Ulster | NY | 1924-01-01 | 4.8 | 5 | 0 | 0 |  | Conventional Hydro | Water
R1096 | Central Hudson Gas & Elec. Corp. | Sturgeon 2 | G | 23609 | Rifton | Ulster | NY | 1924-01-01 | 4.8 | 5.8 | 0 | 0 |  | Conventional Hydro | Water
R1097 | Central Hudson Gas & Elec. Corp. | Sturgeon 3 | G | 23609 | Rifton | Ulster | NY | 1924-01-01 | 4.8 | 5 | 0 | 0 |  | Conventional Hydro | Water
R1098 | Central Hudson Gas & Elec. Corp. | Wallkill | G | 5007 | Shwangunk | Ulster | NY | 1986-12-01 | 0.5 |  | 0 | 0 |  | Conventional Hydro | Water
R1099 | Central Hudson Gas & Elec. Corp. | Wappingers Falls | G | 23765 | Wappingers Falls | Dutchess | NY | 1988-12-01 | 2 | 2 | 2 | 2 |  | Conventional Hydro | Water |  |  | 5.5 |  | 31.3927 | 55 | 5.5e-05
R1100 | CHI Energy Inc | Goodyear Lake | E | 323669 | Milford | Otsego | NY | 1980-07-01 | 1.4 | 1.4 | 0 | 0 |  | Conventional Hydro | Water |  |  | 4.5 |  | 36.6928 | 45 | 4.5e-05
R1101 | Consolidated Edison Co. of NY, Inc. | 59 St. GT 1 | J | 24138 | Manhattan | New York | NY | 1969-06-01 | 17.1 | 15.4 | 14.4 | 20.8 | YES | Combustion Turbine | Kerosene | Natural Gas |  | 0.1 |  | 0.066757 | 26 | 2.6e-05
R1102 | Consolidated Edison Co. of NY, Inc. | 74 St. GT 1 | J | 24260 | Manhattan | New York | NY | 1968-10-01 | 18.5 | 19 | 19.8 | 21.4 |  | Combustion Turbine | Kerosene |  |  | 0.3 |  | 0.18512 | 78 | 7.8e-05
R1103 | Consolidated Edison Co. of NY, Inc. | 74 St. GT 2 | J | 24261 | Manhattan | New York | NY | 1968-10-01 | 18.5 | 20.1 | 19.7 | 21.9 |  | Combustion Turbine | Kerosene |  |  | 0.2 |  | 0.12341 | 52 | 5.2e-05
R1104 | Consolidated Edison Co. of NY, Inc. | Brooklyn Navy Yard | J | 23515 | Brooklyn | Kings | NY | 1996-11-01 | 322 | 266.9 | 266 | 301.9 | YES | Combined Cycle | Natural Gas | No. 2 Fuel Oil |  | 2008.6 |  | 71.2088 | 889809.8 | 0.88981
R1105 | Consolidated Edison Co. of NY, Inc. | East River 1 | J | 323558 | Manhattan | New York | NY | 2005-04-01 | 185 | 160.5 | 152.3 | 195.8 | YES | Combined Cycle | Natural Gas | Kerosene |  | 1035 |  | 63.8652 | 458505 | 0.4585
R1106 | Consolidated Edison Co. of NY, Inc. | East River 2 | J | 323559 | Manhattan | New York | NY | 2005-04-05 | 185 | 162.4 | 149.1 | 193.7 | YES | Combined Cycle | Natural Gas | Kerosene |  | 1198.2 |  | 73.9356 | 530802.6 | 0.5308
R1107 | Consolidated Edison Co. of NY, Inc. | East River 6 | J | 23660 | Manhattan | New York | NY | 1951-11-01 | 156.2 | 136.3 | 143.1 | 142.8 | YES | Steam Turbine (Fossil) | Natural Gas | No. 6 Fuel Oil |  | 409.9 |  | 29.9566 | 181585.7 | 0.18159
R1108 | Consolidated Edison Co. of NY, Inc. | East River 7 | J | 23524 | Manhattan | New York | NY | 1955-06-01 | 200 | 186.7 | 185.6 | 184.1 | YES | Steam Turbine (Fossil) | Natural Gas | No. 6 Fuel Oil |  | 350.5 |  | 20.0057 | 155271.5 | 0.15527
R1109 | Consolidated Edison Co. of NY, Inc. | Hudson Ave 3 | J | 23810 | Brooklyn | Kings | NY | 1970-07-01 | 16.3 | 16 | 14.1 | 17.4 |  | Combustion Turbine | Kerosene |  |  | 0.2 |  | 0.14007 | 52 | 5.2e-05
R1110 | Consolidated Edison Co. of NY, Inc. | Hudson Ave 4 | J | 23540 | Brooklyn | Kings | NY | 1970-07-01 | 16.3 | 13.9 | 13.3 | 17.3 |  | Combustion Turbine | Kerosene |  |  | 0.2 |  | 0.14007 | 52 | 5.2e-05
R1111 | Consolidated Edison Co. of NY, Inc. | Hudson Ave 5 | J | 23657 | Brooklyn | Kings | NY | 1970-07-01 | 16.3 | 15.1 | 14.5 | 18.7 |  | Combustion Turbine | Kerosene |  |  | 0.2 |  | 0.14007 | 52 | 5.2e-05
R1112 | Consolidated Edison Energy, Inc. | Broome 2 LFGE | C | 323671 | Binghamton | Broome | NY | 2013-01-31 | 2.3 | 2 | 2 | 2 |  | Internal Combustion | Bio Gas |  |  | 19.8 |  | 98.2728 | 217.8 | 0.0002178
R1113 | Consolidated Edison Energy, Inc. | Fortistar - N.Tonawanda | A | 24026 | N Tonawanda | Erie | NY | 1993-06-01 | 68.5 | 59 | 61.6 | 66.5 | YES | Combined Cycle | Natural Gas | No. 2 Fuel Oil |  | 84.4 |  | 14.0653 | 37389.2 | 0.037389
R1114 | Consolidated Edison Energy, Inc. | Massena | D | 23902 | Massena | St Lawrence | NY | 1992-07-01 | 102.1 | 82.2 | 81.1 | 92.3 | YES | Combined Cycle | Natural Gas | No. 2 Fuel Oil |  | 3.9 |  | 0.43605 | 1727.7 | 0.0017277
R1115 | Consolidated Edison Energy, Inc. | Munnsville Wind Power | E | 323609 | Bouckville | Madison | NY | 2007-08-20 | 34.5 | 34.5 | 34.5 | 34.5 |  | Wind Turbine | Wind |  |  | 93.9 |  | 31.0701 | 845.1 | 0.0008451
R1116 | Consolidated Edison Energy, Inc. | Rensselaer | F | 23796 | Rensselaer | Rensselaer | NY | 1993-12-01 | 96.9 | 79 | 77 | 82.7 | YES | Combined Cycle | Natural Gas | No. 2 Fuel Oil |  | 30.2 |  | 3.5578 | 13378.6 | 0.013379
R1117 | Consolidated Edison Energy, Inc. | Roseton 1 | G | 23587 | Newburgh | Orange | NY | 1974-12-01 | 621 | 614.8 | 589.5 | 611.2 | YES | Steam Turbine (Fossil) | No. 6 Fuel Oil | Natural Gas | FO2 | 128.5 |  | 2.3621 | 95475.5 | 0.095476
R1118 | Consolidated Edison Energy, Inc. | Roseton 2 | G | 23588 | Newburgh | Orange | NY | 1974-09-01 | 621 | 605.7 | 599.5 | 609 | YES | Steam Turbine (Fossil) | No. 6 Fuel Oil | Natural Gas | FO2 | 172.7 |  | 3.1747 | 128316.1 | 0.12832
R1119 | Consolidated Hydro New York, Inc. | Groveville Hydro | G | 323602 | Beacon | Dutchess | NY | 1983-12-01 | 0.9 | 0.9 | 0 | 0 |  | Conventional Hydro | Water |  |  | 1.1 |  | 13.9523 | 11 | 1.1e-05
R1120 | Consolidated Hydro New York, Inc. | Walden Hydro | G | 24148 | Walden | Orange | NY | 1983-12-01 | 2.4 |  | 0 | 0 |  | Conventional Hydro | Water |  |  | 2.4 |  | 11.4155 | 24 | 2.4e-05
R1121 | Covanta Niagara, LP | American Ref-Fuel 1 | A | 24010 | Niagara | Niagara | NY | 1993-05-01 | 25 | 19.6 | 14.3 | 17 |  | Steam Turbine (Fossil) | Refuse |  |  | 194.1 | ( G ) | 88.6301 | 4464.3 | 0.0044643
R1122 | Covanta Niagara, LP | American Ref-Fuel 2 | A | 24010 | Niagara | Niagara | NY | 1993-05-01 | 25 | 19.6 | 14.3 | 17 |  | Steam Turbine (Fossil) | Refuse
R1123 | Danskammer Energy, LLC | Danskammer 1 | G | 23586 | Newburgh | Orange | NY | 1951-12-01 | 72 | 69 | 70.7 | 68.3 | YES | Steam Turbine (Fossil) | Natural Gas | No. 6 Fuel Oil |  | 2.9 |  | 0.45979 | 1284.7 | 0.0012847
R1124 | Danskammer Energy, LLC | Danskammer 2 | G | 23589 | Newburgh | Orange | NY | 1954-09-01 | 73.5 | 64.7 | 65.7 | 66.3 | YES | Steam Turbine (Fossil) | Natural Gas | No. 6 Fuel Oil |  | 2.4 |  | 0.37275 | 1063.2 | 0.0010632
R1125 | Danskammer Energy, LLC | Danskammer 3 | G | 23590 | Newburgh | Orange | NY | 1959-10-01 | 147.1 | 139.2 | 138.5 | 136.3 |  | Steam Turbine (Fossil) | Natural Gas |  |  | 4.5 |  | 0.34922 | 1993.5 | 0.0019935
R1126 | Danskammer Energy, LLC | Danskammer 4 | G | 23591 | Newburgh | Orange | NY | 1967-09-01 | 239.4 | 238.2 | 221.7 | 225 |  | Steam Turbine (Fossil) | Natural Gas |  |  | 10.4 |  | 0.49591 | 4607.2 | 0.0046072
R1127 | Dynegy Marketing and Trade, LLC | Independence | C | 23970 | Scriba | Oswego | NY | 1994-11-01 | 1254 | 956.4 | 948.6 | 1159 |  | Combined Cycle | Natural Gas |  |  | 4734.1 |  | 43.0959 | 2097206.3 | 2.0972
R1128 | Eagle Creek Hydro Power, LLC | Mongaup 1 | G | 23641 | Forestburg | Sullivan | NY | 1923-07-01 | 1 | 0.9 | 1 | 1 |  | Conventional Hydro | Water |  |  | 5.5 | ( G ) | 62.7854 | 55 | 5.5e-05
R1129 | Eagle Creek Hydro Power, LLC | Mongaup 2 | G | 23641 | Forestburg | Sullivan | NY | 1923-07-01 | 1 | 1 | 1 | 1 |  | Conventional Hydro | Water
R1130 | Eagle Creek Hydro Power, LLC | Mongaup 3 | G | 23641 | Forestburg | Sullivan | NY | 1923-07-01 | 1 | 1 | 1 | 1 |  | Conventional Hydro | Water
R1131 | Eagle Creek Hydro Power, LLC | Mongaup 4 | G | 23641 | Forestburg | Sullivan | NY | 1926-01-01 | 1 | 1 | 1 | 1 |  | Conventional Hydro | Water
R1132 | Eagle Creek Hydro Power, LLC | Rio | G | 23641 | Glen Spey | Sullivan | NY | 1927-12-01 | 10.8 | 10.8 | 10.5 | 10.6 |  | Conventional Hydro | Water |  |  | 14.8 |  | 15.6435 | 148 | 0.000148
R1133 | Eagle Creek Hydro Power, LLC | Swinging Bridge 2 | G | 23641 | Forestburg | Sullivan | NY | 1930-02-01 | 7 | 7.9 | 6.8 | 7 |  | Conventional Hydro | Water |  |  | 5.7 |  | 9.2955 | 57 | 5.7e-05
R1134 | East Coast Power, LLC | Linden Cogen | J | 23786 | Linden NJ | Union | NJ | 1992-05-01 | 800 | 790.8 | 761.5 | 800 | YES | Combined Cycle | Natural Gas | Butane |  | 3602.9 |  | 51.4112 | 1596084.7 | 1.5961
R1135 | EDF Energy Services, LLC | Glen Park Hydro | E | 23778 | Glen Park | Jefferson | NY | 1986-01-01 | 44 | 40.4 | 32.6 | 32.6 |  | Conventional Hydro | Water |  |  | 126.2 |  | 32.7418 | 1262 | 0.001262
R1136 | Empire Generating Co, LLC | EMPIRE_CC_1 | F | 323656 | Rensselaer | Rensselaer | NY | 2010-09-02 | 335 | 294.2 | 293.3 | 338.1 | YES | Combined Cycle | Natural Gas | No. 2 Fuel Oil |  | 1794.7 |  | 61.1565 | 795052.1 | 0.79505
R1137 | Empire Generating Co, LLC | EMPIRE_CC_2 | F | 323658 | Rensselaer | Rensselaer | NY | 2010-09-02 | 335 | 298.2 | 293.1 | 337.5 | YES | Combined Cycle | Natural Gas | No. 2 Fuel Oil |  | 1659.1 |  | 56.5358 | 734981.3 | 0.73498
R1138 | Entergy Nuclear Power Marketing LLC | Indian Point 2 | H | 23530 | Buchanan | Westchester | NY | 1973-08-01 | 1070 | 1026.5 | 1000.4 | 1028.2 |  | Steam (PWR Nuclear) | Uranium |  |  | 6049.8 |  | 64.5436 | 399286.8 | 0.39929
R1139 | Entergy Nuclear Power Marketing LLC | Indian Point 3 | H | 23531 | Buchanan | Westchester | NY | 1976-04-01 | 1080 | 1040.4 | 1041.3 | 1044.9 |  | Steam (PWR Nuclear) | Uranium |  |  | 9076.3 |  | 95.9359 | 599035.8 | 0.59904
R1140 | Entergy Nuclear Power Marketing LLC | James A. FitzPatrick | C | 23598 | Scriba | Oswego | NY | 1975-07-01 | 882 | 858.9 | 837.5 | 850.5 |  | Steam (BWR Nuclear) | Uranium |  |  | 5956 |  | 77.0872 | 393096 | 0.3931
R1141 | Erie Blvd. Hydro - Beaver River | Belfort 1 | E | 24048 | Belfort | Lewis | NY | 1903-01-01 | 0.4 | 0.4 | 0.4 | 0.4 |  | Conventional Hydro | Water |  |  | 1.2 |  | 34.2466 | 12 | 1.2e-05
R1142 | Erie Blvd. Hydro - Beaver River | Belfort 2 | E | 24048 | Belfort | Lewis | NY | 1915-01-01 | 0.64 | 0.6 | 0.6 | 0.6 |  | Conventional Hydro | Water |  |  | 2.7 |  | 48.1592 | 27 | 2.7e-05
R1143 | Erie Blvd. Hydro - Beaver River | Belfort 3 | E | 24048 | Belfort | Lewis | NY | 1918-01-01 | 1 | 1 | 1 | 1 |  | Conventional Hydro | Water |  |  | 7 |  | 79.9087 | 70 | 7e-05
R1144 | Erie Blvd. Hydro - Beaver River | Eagle 1 | E | 24048 | Watson | Lewis | NY | 1914-01-01 | 1.3 | 1.2 | 1.3 | 1.3 |  | Conventional Hydro | Water |  |  | 6.1 |  | 53.5652 | 61 | 6.1e-05
R1145 | Erie Blvd. Hydro - Beaver River | Eagle 2 | E | 24048 | Watson | Lewis | NY | 1915-01-01 | 1.35 | 1.3 | 1.4 | 1.4 |  | Conventional Hydro | Water |  |  | 4.6 |  | 38.8973 | 46 | 4.6e-05
R1146 | Erie Blvd. Hydro - Beaver River | Eagle 3 | E | 24048 | Watson | Lewis | NY | 1919-01-01 | 1.35 | 1.3 | 1.4 | 1.4 |  | Conventional Hydro | Water |  |  | 4.7 |  | 39.7429 | 47 | 4.7e-05
R1147 | Erie Blvd. Hydro - Beaver River | Eagle 4 | E | 24048 | Watson | Lewis | NY | 1925-01-01 | 2.05 | 2 | 2.1 | 2.1 |  | Conventional Hydro | Water |  |  | 14.2 |  | 79.0734 | 142 | 0.000142
R1148 | Erie Blvd. Hydro - Beaver River | Effley 1 | E | 24048 | Belfort | Lewis | NY | 1902-01-01 | 0.4 | 0.3 | 0.4 | 0.4 |  | Conventional Hydro | Water |  |  | 1.4 |  | 39.9543 | 14 | 1.4e-05
R1149 | Erie Blvd. Hydro - Beaver River | Effley 2 | E | 24048 | Belfort | Lewis | NY | 1907-01-01 | 0.4 | 0.3 | 0.4 | 0.4 |  | Conventional Hydro | Water |  |  | 1.7 |  | 48.516 | 17 | 1.7e-05
R1150 | Erie Blvd. Hydro - Beaver River | Effley 3 | E | 24048 | Belfort | Lewis | NY | 1910-01-01 | 0.6 | 0.5 | 0.6 | 0.6 |  | Conventional Hydro | Water |  |  | 2.6 |  | 49.4673 | 26 | 2.6e-05
R1151 | Erie Blvd. Hydro - Beaver River | Effley 4 | E | 24048 | Belfort | Lewis | NY | 1923-01-01 | 1.56 | 1.5 | 1.6 | 1.6 |  | Conventional Hydro | Water |  |  | 8.2 |  | 60.0047 | 82 | 8.2e-05
R1152 | Erie Blvd. Hydro - Beaver River | Elmer 1 | E | 24048 | Belfort | Lewis | NY | 1916-01-01 | 0.75 | 0.9 | 0.8 | 0.8 |  | Conventional Hydro | Water |  |  | 5.4 |  | 82.1918 | 54 | 5.4e-05
R1153 | Erie Blvd. Hydro - Beaver River | Elmer 2 | E | 24048 | Belfort | Lewis | NY | 1916-01-01 | 0.75 | 0.9 | 0.8 | 0.8 |  | Conventional Hydro | Water |  |  | 4.9 |  | 74.5814 | 49 | 4.9e-05
R1154 | Erie Blvd. Hydro - Beaver River | High Falls 1 | E | 24048 | Indian River | Lewis | NY | 1925-01-01 | 1.6 | 1.9 | 1.6 | 1.6 |  | Conventional Hydro | Water |  |  | 6.9 |  | 49.2295 | 69 | 6.9e-05
R1155 | Erie Blvd. Hydro - Beaver River | High Falls 2 | E | 24048 | Indian River | Lewis | NY | 1925-01-01 | 1.6 | 1.9 | 1.6 | 1.6 |  | Conventional Hydro | Water |  |  | 9.1 |  | 64.9258 | 91 | 9.1e-05
R1156 | Erie Blvd. Hydro - Beaver River | High Falls 3 | E | 24048 | Indian River | Lewis | NY | 1925-01-01 | 1.6 | 1.9 | 1.6 | 1.6 |  | Conventional Hydro | Water |  |  | 11.7 |  | 83.476 | 117 | 0.000117
R1157 | Erie Blvd. Hydro - Beaver River | Moshier 1 | E | 24048 | Belfort | Herkimer | NY | 1929-01-01 | 4 | 4 | 4 | 4 |  | Conventional Hydro | Water |  |  | 27.5 |  | 78.4817 | 275 | 0.000275
R1158 | Erie Blvd. Hydro - Beaver River | Moshier 2 | E | 24048 | Belfort | Herkimer | NY | 1929-01-01 | 4 | 4 | 4 | 4 |  | Conventional Hydro | Water |  |  | 7.5 |  | 21.4041 | 75 | 7.5e-05
R1159 | Erie Blvd. Hydro - Beaver River | Soft Maple 1 | E | 24048 | Croghan | Lewis | NY | 1925-01-01 | 7.5 | 8 | 7.5 | 7.5 |  | Conventional Hydro | Water |  |  | 24.4 |  | 37.1385 | 244 | 0.000244
R1160 | Erie Blvd. Hydro - Beaver River | Soft Maple 2 | E | 24048 | Croghan | Lewis | NY | 1925-01-01 | 7.5 | 8 | 7.5 | 7.5 |  | Conventional Hydro | Water |  |  | 9.2 |  | 14.003 | 92 | 9.2e-05
R1161 | Erie Blvd. Hydro - Beaver River | Taylorville 1 | E | 24048 | Belfort | Lewis | NY | 1913-01-01 | 1.1 | 1 | 1.1 | 1.1 |  | Conventional Hydro | Water |  |  | 5.6 |  | 58.1154 | 56 | 5.6e-05
R1162 | Erie Blvd. Hydro - Beaver River | Taylorville 2 | E | 24048 | Belfort | Lewis | NY | 1913-01-01 | 1.1 | 1 | 1.1 | 1.1 |  | Conventional Hydro | Water |  |  | 4.5 |  | 46.6999 | 45 | 4.5e-05
R1163 | Erie Blvd. Hydro - Beaver River | Taylorville 3 | E | 24048 | Belfort | Lewis | NY | 1913-01-01 | 1.1 | 1 | 1.1 | 1.1 |  | Conventional Hydro | Water |  |  | 4 |  | 41.511 | 40 | 4e-05
R1164 | Erie Blvd. Hydro - Beaver River | Taylorville 4 | E | 24048 | Belfort | Lewis | NY | 1927-01-01 | 1.2 | 1.1 | 1.2 | 1.2 |  | Conventional Hydro | Water |  |  | 7.3 |  | 69.4444 | 73 | 7.3e-05
R1165 | Erie Blvd. Hydro - Black River | Beebee Island 1 | E | 24047 | Watertown | Jefferson | NY | 1963-01-01 | 4 | 4.4 | 4 | 4 |  | Conventional Hydro | Water |  |  | 12.4 |  | 35.3881 | 124 | 0.000124
R1166 | Erie Blvd. Hydro - Black River | Beebee Island 2 | E | 24047 | Watertown | Jefferson | NY | 1968-01-01 | 4 | 4.4 | 4 | 4 |  | Conventional Hydro | Water |  |  | 25.1 |  | 71.6324 | 251 | 0.000251
R1167 | Erie Blvd. Hydro - Black River | Black River 1 | E | 24047 | Black River | Jefferson | NY | 1920-01-01 | 2 | 2.3 | 2 | 2 |  | Conventional Hydro | Water |  |  | 6.8 |  | 38.8128 | 68 | 6.8e-05
R1168 | Erie Blvd. Hydro - Black River | Black River 2 | E | 24047 | Black River | Jefferson | NY | 1920-01-01 | 2 | 2.3 | 2 | 2 |  | Conventional Hydro | Water |  |  | 12.9 |  | 73.6301 | 129 | 0.000129
R1169 | Erie Blvd. Hydro - Black River | Black River 3 | E | 24047 | Black River | Jefferson | NY | 1920-01-01 | 2 | 2.3 | 2 | 2 |  | Conventional Hydro | Water |  |  | 3.5 |  | 19.9772 | 35 | 3.5e-05
R1170 | Erie Blvd. Hydro - Black River | Deferiet 1 | E | 24047 | Deferiet | Jefferson | NY | 1925-01-01 | 3.6 | 3.7 | 3.6 | 3.6 |  | Conventional Hydro | Water |  |  | 14.1 |  | 44.7108 | 141 | 0.000141
R1171 | Erie Blvd. Hydro - Black River | Deferiet 2 | E | 24047 | Deferiet | Jefferson | NY | 1925-01-01 | 3.6 | 3.7 | 3.6 | 3.6 |  | Conventional Hydro | Water |  |  | 23.5 |  | 74.518 | 235 | 0.000235
R1172 | Erie Blvd. Hydro - Black River | Deferiet 3 | E | 24047 | Deferiet | Jefferson | NY | 1925-01-01 | 3.6 | 3.7 | 3.6 | 3.6 |  | Conventional Hydro | Water |  |  | 7.7 |  | 24.4165 | 77 | 7.7e-05
R1173 | Erie Blvd. Hydro - Black River | Herrings 1 | E | 24047 | Herrings | Jefferson | NY | 1924-01-01 | 1.8 | 1.8 | 1.8 | 1.8 |  | Conventional Hydro | Water |  |  | 5.2 |  | 32.9782 | 52 | 5.2e-05
R1174 | Erie Blvd. Hydro - Black River | Herrings 2 | E | 24047 | Herrings | Jefferson | NY | 1924-01-01 | 1.8 | 1.8 | 1.8 | 1.8 |  | Conventional Hydro | Water |  |  | 8.5 |  | 53.9066 | 85 | 8.5e-05
R1175 | Erie Blvd. Hydro - Black River | Herrings 3 | E | 24047 | Herrings | Jefferson | NY | 1924-01-01 | 1.8 | 1.8 | 1.8 | 1.8 |  | Conventional Hydro | Water |  |  | 2.1 |  | 13.3181 | 21 | 2.1e-05
R1176 | Erie Blvd. Hydro - Black River | Kamargo 1 | E | 24047 | Black River | Jefferson | NY | 1921-01-01 | 1.8 | 1.8 | 1.8 | 1.8 |  | Conventional Hydro | Water |  |  | 5.9 |  | 37.4176 | 59 | 5.9e-05
R1177 | Erie Blvd. Hydro - Black River | Kamargo 2 | E | 24047 | Black River | Jefferson | NY | 1921-01-01 | 1.8 | 1.8 | 1.8 | 1.8 |  | Conventional Hydro | Water |  |  | 8.5 |  | 53.9066 | 85 | 8.5e-05
R1178 | Erie Blvd. Hydro - Black River | Kamargo 3 | E | 24047 | Black River | Jefferson | NY | 1921-01-01 | 1.8 | 1.8 | 1.8 | 1.8 |  | Conventional Hydro | Water |  |  | 2.5 |  | 15.8549 | 25 | 2.5e-05
R1179 | Erie Blvd. Hydro - Black River | Sewalls 1 | E | 24047 | Watertown | Jefferson | NY | 1925-01-01 | 1 | 1.1 | 1 | 1 |  | Conventional Hydro | Water |  |  | 5.4 |  | 61.6438 | 54 | 5.4e-05
R1180 | Erie Blvd. Hydro - Black River | Sewalls 2 | E | 24047 | Watertown | Jefferson | NY | 1925-01-01 | 1 | 1.1 | 1 | 1 |  | Conventional Hydro | Water |  |  | 4.4 |  | 50.2283 | 44 | 4.4e-05
R1181 | Erie Blvd. Hydro - East Canada Capital | Beardslee 1 | F | 24051 | Little Falls | Herkimer | NY | 1924-01-01 | 10 | 9.5 | 10 | 10 |  | Conventional Hydro | Water |  |  | 18.1 |  | 20.6621 | 181 | 0.000181
R1182 | Erie Blvd. Hydro - East Canada Capital | Beardslee 2 | F | 24051 | Little Falls | Herkimer | NY | 1924-01-01 | 10 | 9.5 | 10 | 10 |  | Conventional Hydro | Water |  |  | 26.9 |  | 30.7078 | 269 | 0.000269
R1183 | Erie Blvd. Hydro - East Canada Capital | Ephratah 1 | F | 24051 | Caroga Lake | Fulton | NY | 1920-01-01 | 1.35 | 0.7 | 1.4 | 1.4 |  | Conventional Hydro | Water |  |  | 0.8 |  | 6.7648 | 8 | 8e-06
R1184 | Erie Blvd. Hydro - East Canada Capital | Ephratah 2 | F | 24051 | Caroga Lake | Fulton | NY | 1911-01-01 | 1.2 | 0.6 | 1.2 | 1.2 |  | Conventional Hydro | Water |  |  | 4.2 |  | 39.9543 | 42 | 4.2e-05
R1185 | Erie Blvd. Hydro - East Canada Capital | Ephratah 3 | F | 24051 | Caroga Lake | Fulton | NY | 1911-01-01 | 1.3 |  | 0 | 0 |  | Conventional Hydro | Water |  |  | 1.5 |  | 13.1718 | 15 | 1.5e-05
R1186 | Erie Blvd. Hydro - East Canada Capital | Ephratah 4 | F | 24051 | Caroga Lake | Fulton | NY | 1911-01-01 | 1.3 | 0.7 | 1.3 | 1.3 |  | Conventional Hydro | Water |  |  | 4.4 |  | 38.6372 | 44 | 4.4e-05
R1187 | Erie Blvd. Hydro - East Canada Mohawk | Inghams 1 | E | 24050 | Little Falls | Herkimer | NY | 1912-01-01 | 3.2 | 3.5 | 3.2 | 3.2 |  | Conventional Hydro | Water |  |  | 7.8 |  | 27.8253 | 78 | 7.8e-05
R1188 | Erie Blvd. Hydro - East Canada Mohawk | Inghams 2 | E | 24050 | Little Falls | Herkimer | NY | 1912-01-01 | 3.2 | 3.5 | 3.2 | 3.2 |  | Conventional Hydro | Water |  |  | 10.4 |  | 37.1005 | 104 | 0.000104
R1189 | Erie Blvd. Hydro - Lower Hudson | Johnsonville 1 | F | 24059 | Johnsonville | Rensselaer | NY | 1909-01-01 | 1.2 | 1.3 | 1.2 | 1.2 |  | Conventional Hydro | Water |  |  | 0.6 |  | 5.7078 | 6 | 6e-06
R1190 | Erie Blvd. Hydro - Lower Hudson | Johnsonville 2 | F | 24059 | Johnsonville | Rensselaer | NY | 1909-01-01 | 1.2 | 1.3 | 1.2 | 1.2 |  | Conventional Hydro | Water |  |  | 4.1 |  | 39.003 | 41 | 4.1e-05
R1191 | Erie Blvd. Hydro - Lower Hudson | Schaghticoke 1 | F | 24059 | Schaghticoke | Rensselaer | NY | 1908-01-01 | 3.275 | 4.1 | 3.3 | 3.3 |  | Conventional Hydro | Water |  |  | 8.4 |  | 29.2795 | 84 | 8.4e-05
R1192 | Erie Blvd. Hydro - Lower Hudson | Schaghticoke 2 | F | 24059 | Schaghticoke | Rensselaer | NY | 1908-01-01 | 3.275 | 4.1 | 3.3 | 3.3 |  | Conventional Hydro | Water |  |  | 9.9 |  | 34.508 | 99 | 9.9e-05
R1193 | Erie Blvd. Hydro - Lower Hudson | Schaghticoke 3 | F | 24059 | Schaghticoke | Rensselaer | NY | 1908-01-01 | 3.275 | 4.1 | 3.3 | 3.3 |  | Conventional Hydro | Water |  |  | 14.4 |  | 50.1935 | 144 | 0.000144
R1194 | Erie Blvd. Hydro - Lower Hudson | Schaghticoke 4 | F | 24059 | Schaghticoke | Rensselaer | NY | 1908-01-01 | 3.275 | 4.1 | 3.3 | 3.3 |  | Conventional Hydro | Water |  |  | 3.1 |  | 10.8055 | 31 | 3.1e-05
R1195 | Erie Blvd. Hydro - Lower Hudson | School Street 1 | F | 24059 | Cohoes | Albany | NY | 1974-01-01 | 7.2 | 6.9 | 7.2 | 7.2 |  | Conventional Hydro | Water |  |  | 36.7 |  | 58.1875 | 367 | 0.000367
R1196 | Erie Blvd. Hydro - Lower Hudson | School Street 2 | F | 24059 | Cohoes | Albany | NY | 1915-01-01 | 7.2 | 6.9 | 7.2 | 7.2 |  | Conventional Hydro | Water |  |  | 18.2 |  | 28.8559 | 182 | 0.000182
R1197 | Erie Blvd. Hydro - Lower Hudson | School Street 3 | F | 24059 | Cohoes | Albany | NY | 1915-01-01 | 7.2 | 6.9 | 7.2 | 7.2 |  | Conventional Hydro | Water |  |  | 28.7 |  | 45.5036 | 287 | 0.000287
R1198 | Erie Blvd. Hydro - Lower Hudson | School Street 4 | F | 24059 | Cohoes | Albany | NY | 1922-01-01 | 7.2 | 6.9 | 7.2 | 7.2 |  | Conventional Hydro | Water |  |  | 23.7 |  | 37.5761 | 237 | 0.000237
R1199 | Erie Blvd. Hydro - Lower Hudson | School Street 5 | F | 24059 | Cohoes | Albany | NY | 1924-01-01 | 10 | 9.6 | 10 | 10 |  | Conventional Hydro | Water |  |  | 21.6 |  | 24.6575 | 216 | 0.000216
R1200 | Erie Blvd. Hydro - Lower Hudson | Schuylerville | F | 24059 | Schuylerville | Saratoga | NY | 1919-01-01 | 1.2 | 1.5 | 1.2 | 1.2 |  | Conventional Hydro | Water |  |  | 6.2 |  | 58.9802 | 62 | 6.2e-05
R1201 | Erie Blvd. Hydro - Lower Raquette | Colton 1 | E | 24057 | Colton | St Lawrence | NY | 1962-01-01 | 10 | 10 | 10 | 10 |  | Conventional Hydro | Water |  |  | 60.1 |  | 68.6073 | 601 | 0.000601
R1202 | Erie Blvd. Hydro - Lower Raquette | Colton 2 | E | 24057 | Colton | St Lawrence | NY | 1918-01-01 | 10 | 10 | 10 | 10 |  | Conventional Hydro | Water |  |  | 52.3 |  | 59.7032 | 523 | 0.000523
R1203 | Erie Blvd. Hydro - Lower Raquette | Colton 3 | E | 24057 | Colton | St Lawrence | NY | 1928-01-01 | 10 | 10 | 10 | 10 |  | Conventional Hydro | Water |  |  | 61.1 |  | 69.7489 | 611 | 0.000611
R1204 | Erie Blvd. Hydro - Lower Raquette | East Norfolk | E | 24057 | East Norfolk | St Lawrence | NY | 1928-01-01 | 3.6 | 4 | 3 | 3.5 |  | Conventional Hydro | Water |  |  | 20.7 |  | 65.6393 | 207 | 0.000207
R1205 | Erie Blvd. Hydro - Lower Raquette | Hannawa Falls 1 | E | 24057 | Hannawa Falls | St Lawrence | NY | 1914-01-01 | 3.6 | 3.7 | 3.6 | 3.6 |  | Conventional Hydro | Water |  |  | 27.9 |  | 88.4703 | 279 | 0.000279
R1206 | Erie Blvd. Hydro - Lower Raquette | Hannawa Falls 2 | E | 24057 | Hannawa Falls | St Lawrence | NY | 1920-01-01 | 3.6 | 3.7 | 3.6 | 3.6 |  | Conventional Hydro | Water |  |  | 18.3 |  | 58.0289 | 183 | 0.000183
R1207 | Erie Blvd. Hydro - Lower Raquette | Higley 1 | E | 24057 | Colton | St Lawrence | NY | 1913-01-01 | 1.2 | 1.1 | 1.2 | 1.2 |  | Conventional Hydro | Water |  |  | 8.1 |  | 77.0548 | 81 | 8.1e-05
R1208 | Erie Blvd. Hydro - Lower Raquette | Higley 2 | E | 24057 | Colton | St Lawrence | NY | 1913-01-01 | 1.2 | 1.1 | 1.2 | 1.2 |  | Conventional Hydro | Water |  |  | 8.7 |  | 82.7626 | 87 | 8.7e-05
R1209 | Erie Blvd. Hydro - Lower Raquette | Higley 3 | E | 24057 | Colton | St Lawrence | NY | 1943-01-01 | 2.08 | 2 | 2.1 | 2.1 |  | Conventional Hydro | Water |  |  | 9.4 |  | 51.5894 | 94 | 9.4e-05
R1210 | Erie Blvd. Hydro - Lower Raquette | Higley 4 | E | 24057 | Colton | St Lawrence | NY | 1943-01-01 | 2.08 | 2 | 2.1 | 2.1 |  | Conventional Hydro | Water |  |  | 6.6 |  | 36.2223 | 66 | 6.6e-05
R1211 | Erie Blvd. Hydro - Lower Raquette | Norfolk | E | 24057 | Norfolk | St Lawrence | NY | 1928-01-01 | 4.5 | 4.8 | 4.5 | 4.5 |  | Conventional Hydro | Water |  |  | 17.8 |  | 45.1547 | 178 | 0.000178
R1212 | Erie Blvd. Hydro - Lower Raquette | Norwood | E | 24057 | Norwood | St Lawrence | NY | 1928-01-01 | 2 | 2.2 | 2 | 2 |  | Conventional Hydro | Water |  |  | 12.1 |  | 69.0639 | 121 | 0.000121
R1213 | Erie Blvd. Hydro - Lower Raquette | Raymondville | E | 24057 | Raymondville | St Lawrence | NY | 1928-01-01 | 2 | 2.1 | 2 | 2 |  | Conventional Hydro | Water |  |  | 9.9 |  | 56.5068 | 99 | 9.9e-05
R1214 | Erie Blvd. Hydro - Lower Raquette | Sugar Island 1 | E | 24057 | Potsdam | St Lawrence | NY | 1924-01-01 | 2.5 | 2.1 | 2.6 | 2.6 |  | Conventional Hydro | Water |  |  | 9.4 |  | 42.9224 | 94 | 9.4e-05
R1215 | Erie Blvd. Hydro - Lower Raquette | Sugar Island 2 | E | 24057 | Potsdam | St Lawrence | NY | 1924-01-01 | 2.5 | 2 | 2.4 | 2.4 |  | Conventional Hydro | Water |  |  | 14.5 |  | 66.21 | 145 | 0.000145
R1216 | Erie Blvd. Hydro - Lower Raquette | Yaleville 1 | E | 24057 | Norwood | St Lawrence | NY | 1940-01-01 | 0.5 | 0.2 | 0.5 | 0.5 |  | Conventional Hydro | Water |  |  | 1.7 |  | 38.8128 | 17 | 1.7e-05
R1217 | Erie Blvd. Hydro - Lower Raquette | Yaleville 2 | E | 24057 | Norwood | St Lawrence | NY | 1940-01-01 | 0.225 | 0.3 | 0.7 | 0.2 |  | Conventional Hydro | Water |  |  | 1 |  | 50.7357 | 10 | 1e-05
R1218 | Erie Blvd. Hydro - North Salmon | Allens Falls | D | 24042 | Allens Falls | St Lawrence | NY | 1927-01-01 | 4.4 | 5 | 4.4 | 4.4 |  | Conventional Hydro | Water |  |  | 20.2 |  | 52.4076 | 202 | 0.000202
R1219 | Erie Blvd. Hydro - North Salmon | Chasm 1 | D | 24042 | Chateaugay | Franklin | NY | 1913-01-01 | 1 | 1.1 | 1 | 1 |  | Conventional Hydro | Water |  |  | 6.9 |  | 78.7671 | 69 | 6.9e-05
R1220 | Erie Blvd. Hydro - North Salmon | Chasm 2 | D | 24042 | Chateaugay | Franklin | NY | 1913-01-01 | 1 | 1.1 | 1 | 1 |  | Conventional Hydro | Water |  |  | 4 |  | 45.6621 | 40 | 4e-05
R1221 | Erie Blvd. Hydro - North Salmon | Chasm 3 | D | 24042 | Chateaugay | Franklin | NY | 1926-01-01 | 1.35 | 1.6 | 1.4 | 1.4 |  | Conventional Hydro | Water |  |  | 8.1 |  | 68.4932 | 81 | 8.1e-05
R1222 | Erie Blvd. Hydro - North Salmon | Franklin 1 | D | 24042 | Franklin | Franklin | NY | 1911-01-01 | 1.135 | 1.1 | 1.1 | 1.1 |  | Conventional Hydro | Water |  |  | 5.3 |  | 53.306 | 53 | 5.3e-05
R1223 | Erie Blvd. Hydro - North Salmon | Franklin 2 | D | 24042 | Franklin | Franklin | NY | 1926-01-01 | 1.135 | 1.1 | 1.1 | 1.1 |  | Conventional Hydro | Water |  |  | 3.1 |  | 31.179 | 31 | 3.1e-05
R1224 | Erie Blvd. Hydro - North Salmon | Macomb | D | 24042 | Malone | Franklin | NY | 1940-01-01 | 1 | 0.9 | 1 | 1 |  | Conventional Hydro | Water |  |  | 5.7 |  | 65.0685 | 57 | 5.7e-05
R1225 | Erie Blvd. Hydro - North Salmon | Parishville | D | 24042 | Parishville | St Lawrence | NY | 1925-01-01 | 2.4 | 2.3 | 2.4 | 2.4 |  | Conventional Hydro | Water |  |  | 12.7 |  | 60.4072 | 127 | 0.000127
R1226 | Erie Blvd. Hydro - North Salmon | Piercefield 1 | D | 24042 | Piercefield | St Lawrence | NY | 1957-01-01 | 1.5 | 1.6 | 1.5 | 1.5 |  | Conventional Hydro | Water |  |  | 9 |  | 68.4932 | 90 | 9e-05
R1227 | Erie Blvd. Hydro - North Salmon | Piercefield 2 | D | 24042 | Piercefield | St Lawrence | NY | 1924-01-01 | 0.6 | 0.6 | 0.6 | 0.6 |  | Conventional Hydro | Water |  |  | 3.5 |  | 66.5906 | 35 | 3.5e-05
R1228 | Erie Blvd. Hydro - North Salmon | Piercefield 3 | D | 24042 | Piercefield | St Lawrence | NY | 1924-01-01 | 0.6 | 0.6 | 0.6 | 0.6 |  | Conventional Hydro | Water |  |  | 2.7 |  | 51.3699 | 27 | 2.7e-05
R1229 | Erie Blvd. Hydro - NYS Barge | Hydraulic Race | A | 23848 | Lockport | Niagara | NY | 1942-01-01 | 4.68 | 3.1 | 4.7 | 4.7 |  | Conventional Hydro | Water |  |  | 10.7 |  | 26.0996 | 107 | 0.000107
R1230 | Erie Blvd. Hydro - Oak Orchard | Glenwood 1 | B | 24046 | Medina | Orleans | NY | 1950-01-01 | 0.5 | 0.5 | 0.5 | 0.5 |  | Conventional Hydro | Water |  |  | 1.1 |  | 25.1142 | 11 | 1.1e-05
R1231 | Erie Blvd. Hydro - Oak Orchard | Glenwood 2 | B | 24046 | Medina | Orleans | NY | 1950-01-01 | 0.5 | 0.5 | 0.5 | 0.5 |  | Conventional Hydro | Water |  |  | 2.3 |  | 52.5114 | 23 | 2.3e-05
R1232 | Erie Blvd. Hydro - Oak Orchard | Glenwood 3 | B | 24046 | Medina | Orleans | NY | 1950-01-01 | 0.5 | 0.5 | 0.5 | 0.5 |  | Conventional Hydro | Water |  |  | 2.2 |  | 50.2283 | 22 | 2.2e-05
R1233 | Erie Blvd. Hydro - Oak Orchard | Oak Orchard | B | 24046 | Waterport | Orleans | NY | 1941-01-01 | 0.35 | 0.3 | 0.4 | 0.4 |  | Conventional Hydro | Water |  |  | 1 |  | 32.6158 | 10 | 1e-05
R1234 | Erie Blvd. Hydro - Oak Orchard | Waterport 1 | B | 24046 | Waterport | Orleans | NY | 1941-01-01 | 2.25 | 1.6 | 2.3 | 2.3 |  | Conventional Hydro | Water |  |  | 7.4 |  | 37.5444 | 74 | 7.4e-05
R1235 | Erie Blvd. Hydro - Oak Orchard | Waterport 2 | B | 24046 | Waterport | Orleans | NY | 1968-01-01 | 2.45 | 1.8 | 2.5 | 2.5 |  | Conventional Hydro | Water |  |  | 2.6 |  | 12.1144 | 26 | 2.6e-05
R1236 | Erie Blvd. Hydro - Oswegatchie | Browns Falls 1 | E | 24044 | Oswegatchie | St Lawrence | NY | 1923-01-01 | 7.5 | 8 | 7.5 | 7.5 |  | Conventional Hydro | Water |  |  | 25.6 |  | 38.965 | 256 | 0.000256
R1237 | Erie Blvd. Hydro - Oswegatchie | Browns Falls 2 | E | 24044 | Oswegatchie | St Lawrence | NY | 1923-01-01 | 7.5 | 8 | 7.5 | 7.5 |  | Conventional Hydro | Water |  |  | 18 |  | 27.3973 | 180 | 0.00018
R1238 | Erie Blvd. Hydro - Oswegatchie | Eel Weir 1 | E | 24044 | Heuvelton | St Lawrence | NY | 1928-01-01 | 0.5 | 0.3 | 0.5 | 0.5 |  | Conventional Hydro | Water |  |  | 1.7 |  | 38.8128 | 17 | 1.7e-05
R1239 | Erie Blvd. Hydro - Oswegatchie | Eel Weir 2 | E | 24044 | Heuvelton | St Lawrence | NY | 1938-01-01 | 1.1 | 0.8 | 1.1 | 1.1 |  | Conventional Hydro | Water |  |  | 2.3 |  | 23.8688 | 23 | 2.3e-05
R1240 | Erie Blvd. Hydro - Oswegatchie | Eel Weir 3 | E | 24044 | Heuvelton | St Lawrence | NY | 1938-01-01 | 1.1 | 0.8 | 1.1 | 1.1 |  | Conventional Hydro | Water |  |  | 3.5 |  | 36.3221 | 35 | 3.5e-05
R1241 | Erie Blvd. Hydro - Oswegatchie | Flat Rock 1 | E | 24044 | Flat Rock | St Lawrence | NY | 1924-01-01 | 3 | 2.6 | 3 | 3 |  | Conventional Hydro | Water |  |  | 8.8 |  | 33.4855 | 88 | 8.8e-05
R1242 | Erie Blvd. Hydro - Oswegatchie | Flat Rock 2 | E | 24044 | Flat Rock | St Lawrence | NY | 1924-01-01 | 3 | 2.6 | 3 | 3 |  | Conventional Hydro | Water |  |  | 6 |  | 22.8311 | 60 | 6e-05
R1243 | Erie Blvd. Hydro - Oswegatchie | Heuvelton 1 | E | 24044 | Heuvelton | St Lawrence | NY | 1924-01-01 | 0.52 | 0.4 | 0.5 | 0.5 |  | Conventional Hydro | Water |  |  | 2.5 |  | 54.8823 | 25 | 2.5e-05
R1244 | Erie Blvd. Hydro - Oswegatchie | Heuvelton 2 | E | 24044 | Heuvelton | St Lawrence | NY | 1924-01-01 | 0.52 | 0.4 | 0.5 | 0.5 |  | Conventional Hydro | Water |  |  | 1 |  | 21.9529 | 10 | 1e-05
R1245 | Erie Blvd. Hydro - Oswegatchie | Lower Newton Falls 1 | E | 24044 | Newton Falls | St Lawrence | NY | 2002-07-01 | 0.5 | 0.6 | 0.5 | 0.5 |  | Conventional Hydro | Water |  |  | 2.5 |  | 57.0776 | 25 | 2.5e-05
R1246 | Erie Blvd. Hydro - Oswegatchie | Oswegatchie 1 | E | 24044 | Oswegatchie | St Lawrence | NY | 1937-01-01 | 0.56 | 1.3 | 0.6 | 0.6 |  | Conventional Hydro | Water |  |  | 2.9 |  | 59.1161 | 29 | 2.9e-05
R1247 | Erie Blvd. Hydro - Oswegatchie | Oswegatchie 2 | E | 24044 | Oswegatchie | St Lawrence | NY | 1937-01-01 | 0.24 | 0.5 | 0.2 | 0.2 |  | Conventional Hydro | Water |  |  | 3.5 |  |  | 35 | 3.5e-05
R1248 | Erie Blvd. Hydro - Oswegatchie | South Edwards 1 | E | 24044 | South Edwards | St Lawrence | NY | 1937-01-01 | 1 | 1.2 | 1 | 1 |  | Conventional Hydro | Water |  |  | 4.9 |  | 55.9361 | 49 | 4.9e-05
R1249 | Erie Blvd. Hydro - Oswegatchie | South Edwards 2 | E | 24044 | South Edwards | St Lawrence | NY | 1937-01-01 | 1 | 1.2 | 1 | 1 |  | Conventional Hydro | Water |  |  | 2.9 |  | 33.105 | 29 | 2.9e-05
R1250 | Erie Blvd. Hydro - Oswegatchie | South Edwards 3 | E | 24044 | South Edwards | St Lawrence | NY | 1921-01-01 | 0.68 | 0.8 | 0.7 | 0.7 |  | Conventional Hydro | Water |  |  | 2.3 |  | 38.6113 | 23 | 2.3e-05
R1251 | Erie Blvd. Hydro - Oswegatchie | South Edwards 4 | E | 24044 | South Edwards | St Lawrence | NY | 1937-01-01 | 0.2 | 0.2 | 0.2 | 0.2 |  | Conventional Hydro | Water |  |  | 1.2 |  | 68.4932 | 12 | 1.2e-05
R1252 | Erie Blvd. Hydro - Oswegatchie | Talcville 1 | E | 24044 | Edwards | St Lawrence | NY | 1986-12-01 | 0.5 | 0.4 | 0.5 | 0.5 |  | Conventional Hydro | Water |  |  | 2.4 |  | 54.7945 | 24 | 2.4e-05
R1253 | Erie Blvd. Hydro - Oswegatchie | Talcville 2 | E | 24044 | Edwards | St Lawrence | NY | 1986-12-01 | 0.5 | 0.4 | 0.5 | 0.5 |  | Conventional Hydro | Water |  |  | 0.3 |  | 6.8493 | 3 | 3e-06
R1254 | Erie Blvd. Hydro - Oswegatchie | Upper Newton Falls 2 | E | 24044 | Newton Falls | St Lawrence | NY | 2002-07-01 | 0.5 | 0.4 | 0.5 | 0.5 |  | Conventional Hydro | Water |  |  | 3.1 |  | 70.7763 | 31 | 3.1e-05
R1255 | Erie Blvd. Hydro - Oswegatchie | Upper Newton Falls 3 | E | 24044 | Newton Falls | St Lawrence | NY | 2002-07-01 | 0.5 | 0.4 | 0.5 | 0.5 |  | Conventional Hydro | Water |  |  | 0.7 |  | 15.9817 | 7 | 7e-06
R1256 | Erie Blvd. Hydro - Oswegatchie | Upper Newton Falls 4 | E | 24044 | Newton Falls | St Lawrence | NY | 2002-07-01 | 0.5 | 0.4 | 0.5 | 0.5 |  | Conventional Hydro | Water |  |  | 1.5 |  | 34.2466 | 15 | 1.5e-05
R1257 | Erie Blvd. Hydro - Seneca Oswego | Baldwinsville 1 | C | 24041 | Baldwinsville | Onondaga | NY | 1927-01-01 | 0.32 | 0.2 | 0.3 | 0.3 |  | Conventional Hydro | Water |  |  | 1.4 |  | 49.9429 | 14 | 1.4e-05
R1258 | Erie Blvd. Hydro - Seneca Oswego | Baldwinsville 2 | C | 24041 | Baldwinsville | Onondaga | NY | 1927-01-01 | 0.32 | 0.2 | 0.3 | 0.3 |  | Conventional Hydro | Water |  |  | 1 |  | 35.6735 | 10 | 1e-05
R1259 | Erie Blvd. Hydro - Seneca Oswego | Granby 1 | C | 24041 | Granby | Oswego | NY | 1983-05-01 | 5 | 5.1 | 5.2 | 5.2 |  | Conventional Hydro | Water |  |  | 17.7 |  | 40.411 | 177 | 0.000177
R1260 | Erie Blvd. Hydro - Seneca Oswego | Granby 2 | C | 24041 | Granby | Oswego | NY | 1983-05-01 | 5 | 5.1 | 5.2 | 5.2 |  | Conventional Hydro | Water |  |  | 16.1 |  | 36.758 | 161 | 0.000161
R1261 | Erie Blvd. Hydro - Seneca Oswego | Minetto 2 | C | 24041 | Minetto | Oswego | NY | 1915-01-01 | 1.6 | 1.5 | 1.7 | 1.7 |  | Conventional Hydro | Water |  |  | 1.6 |  | 11.4155 | 16 | 1.6e-05
R1262 | Erie Blvd. Hydro - Seneca Oswego | Minetto 3 | C | 24041 | Minetto | Oswego | NY | 1915-01-01 | 1.6 | 1.5 | 1.7 | 1.7 |  | Conventional Hydro | Water |  |  | 6.2 |  | 44.2352 | 62 | 6.2e-05
R1263 | Erie Blvd. Hydro - Seneca Oswego | Minetto 4 | C | 24041 | Minetto | Oswego | NY | 1915-01-01 | 1.6 | 1.5 | 1.7 | 1.7 |  | Conventional Hydro | Water |  |  | 5.1 |  | 36.387 | 51 | 5.1e-05
R1264 | Erie Blvd. Hydro - Seneca Oswego | Minetto 5 | C | 24041 | Minetto | Oswego | NY | 1975-01-01 | 1.6 | 1.5 | 1.7 | 1.7 |  | Conventional Hydro | Water |  |  | 7 |  | 49.9429 | 70 | 7e-05
R1265 | Erie Blvd. Hydro - Seneca Oswego | Minetto 6 | C | 24041 | Minetto | Oswego | NY | 1975-01-01 | 1.6 | 1.5 | 1.7 | 1.7 |  | Conventional Hydro | Water |  |  | 6.8 |  | 48.516 | 68 | 6.8e-05
R1266 | Erie Blvd. Hydro - Seneca Oswego | Oswego Falls E 1 | C | 24041 | Oswego | Oswego | NY | 1914-01-01 | 1.53 | 1.5 | 1.6 | 1.6 |  | Conventional Hydro | Water |  |  | 7 |  | 52.2279 | 70 | 7e-05
R1267 | Erie Blvd. Hydro - Seneca Oswego | Oswego Falls E 2 | C | 24041 | Oswego | Oswego | NY | 1914-01-01 | 1.53 | 1.5 | 1.6 | 1.6 |  | Conventional Hydro | Water |  |  | 5.8 |  | 43.2745 | 58 | 5.8e-05
R1268 | Erie Blvd. Hydro - Seneca Oswego | Oswego Falls E 3 | C | 24041 | Oswego | Oswego | NY | 1914-01-01 | 1.53 | 1.5 | 1.6 | 1.6 |  | Conventional Hydro | Water |  |  | 7.5 |  | 55.9585 | 75 | 7.5e-05
R1269 | Erie Blvd. Hydro - Seneca Oswego | Oswego Falls W 4 | C | 24041 | Oswego | Oswego | NY | 1914-01-01 | 0.9 | 1 | 0.9 | 0.9 |  | Conventional Hydro | Water |  |  | 3.5 |  | 44.3937 | 35 | 3.5e-05
R1270 | Erie Blvd. Hydro - Seneca Oswego | Oswego Falls W 5 | C | 24041 | Oswego | Oswego | NY | 1914-01-01 | 0.9 | 1 | 0.9 | 0.9 |  | Conventional Hydro | Water |  |  | 3.1 |  | 39.3201 | 31 | 3.1e-05
R1271 | Erie Blvd. Hydro - Seneca Oswego | Oswego Falls W 6 | C | 24041 | Oswego | Oswego | NY | 2007-01-01 | 0.5 | 0.5 | 0.5 | 0.5 |  | Conventional Hydro | Water |  |  | 0.4 |  | 9.1324 | 4 | 4e-06
R1272 | Erie Blvd. Hydro - Seneca Oswego | Oswego Falls W 7 | C | 24041 | Oswego | Oswego | NY | 2007-01-01 | 0.5 | 0.5 | 0.5 | 0.5 |  | Conventional Hydro | Water |  |  | 0.1 |  | 2.2831 | 1 | 1e-06
R1273 | Erie Blvd. Hydro - Seneca Oswego | Varick 2 | C | 24041 | Oswego | Oswego | NY | 1926-01-01 | 2.2 | 1.9 | 2.3 | 2.3 |  | Conventional Hydro | Water |  |  | 6.7 |  | 34.7655 | 67 | 6.7e-05
R1274 | Erie Blvd. Hydro - Seneca Oswego | Varick 3 | C | 24041 | Oswego | Oswego | NY | 1926-01-01 | 2.2 | 2.1 | 2.3 | 2.3 |  | Conventional Hydro | Water |  |  | 4.2 |  | 21.7933 | 42 | 4.2e-05
R1275 | Erie Blvd. Hydro - Seneca Oswego | Varick 4 | C | 24041 | Oswego | Oswego | NY | 1926-01-01 | 2.2 | 1.9 | 2.3 | 2.3 |  | Conventional Hydro | Water |  |  | 4.2 |  | 21.7933 | 42 | 4.2e-05
R1276 | Erie Blvd. Hydro - Seneca Oswego | Varick 5 | C | 24041 | Oswego | Oswego | NY | 1926-01-01 | 2.2 | 1.9 | 2.3 | 2.3 |  | Conventional Hydro | Water |  |  | 5.8 |  | 30.0955 | 58 | 5.8e-05
R1277 | Erie Blvd. Hydro - South Salmon | Bennetts Bridge 1 | C | 24043 | Altmar | Oswego | NY | 1964-01-01 | 6.375 | 7 | 6.4 | 6.4 |  | Conventional Hydro | Water |  |  | 5.2 |  | 9.3115 | 52 | 5.2e-05
R1278 | Erie Blvd. Hydro - South Salmon | Bennetts Bridge 2 | C | 24043 | Altmar | Oswego | NY | 1966-01-01 | 6.375 | 7 | 6.4 | 6.4 |  | Conventional Hydro | Water |  |  | 20 |  | 35.8134 | 200 | 0.0002
R1279 | Erie Blvd. Hydro - South Salmon | Bennetts Bridge 3 | C | 24043 | Altmar | Oswego | NY | 1970-01-01 | 7 | 7.7 | 7 | 7 |  | Conventional Hydro | Water |  |  | 26.9 |  | 43.8682 | 269 | 0.000269
R1280 | Erie Blvd. Hydro - South Salmon | Bennetts Bridge 4 | C | 24043 | Altmar | Oswego | NY | 1970-01-01 | 7 | 7.7 | 7 | 7 |  | Conventional Hydro | Water |  |  | 32.8 |  | 53.4899 | 328 | 0.000328
R1281 | Erie Blvd. Hydro - South Salmon | Lighthouse Hill 1 | C | 24043 | Altmar | Oswego | NY | 1930-01-01 | 3.75 | 4.1 | 3.8 | 3.8 |  | Conventional Hydro | Water |  |  | 13.3 |  | 40.4871 | 133 | 0.000133
R1282 | Erie Blvd. Hydro - South Salmon | Lighthouse Hill 2 | C | 24043 | Altmar | Oswego | NY | 1930-01-01 | 3.75 | 4.1 | 3.8 | 3.8 |  | Conventional Hydro | Water |  |  | 6.8 |  | 20.7002 | 68 | 6.8e-05
R1283 | Erie Blvd. Hydro - Upper Hudson | E J West 1 | F | 24058 | Hadley | Saratoga | NY | 1930-01-01 | 10 | 11.9 | 10 | 10 |  | Conventional Hydro | Water |  |  | 21.3 |  | 24.3151 | 213 | 0.000213
R1284 | Erie Blvd. Hydro - Upper Hudson | E J West 2 | F | 24058 | Hadley | Saratoga | NY | 1930-01-01 | 10 | 11.9 | 10 | 10 |  | Conventional Hydro | Water |  |  | 24.4 |  | 27.8539 | 244 | 0.000244
R1285 | Erie Blvd. Hydro - Upper Hudson | Feeder Dam 1 | F | 24058 | S Glens Falls | Saratoga | NY | 1924-01-01 | 1.2 | 0.9 | 1.2 | 1.2 |  | Conventional Hydro | Water |  |  | 6.9 |  | 65.6393 | 69 | 6.9e-05
R1286 | Erie Blvd. Hydro - Upper Hudson | Feeder Dam 2 | F | 24058 | S Glens Falls | Saratoga | NY | 1924-01-01 | 1.2 | 0.9 | 1.2 | 1.2 |  | Conventional Hydro | Water |  |  | 5.5 |  | 52.3212 | 55 | 5.5e-05
R1287 | Erie Blvd. Hydro - Upper Hudson | Feeder Dam 3 | F | 24058 | S Glens Falls | Saratoga | NY | 1924-01-01 | 1.2 | 0.9 | 1.2 | 1.2 |  | Conventional Hydro | Water |  |  | 4.9 |  | 46.6134 | 49 | 4.9e-05
R1288 | Erie Blvd. Hydro - Upper Hudson | Feeder Dam 4 | F | 24058 | S Glens Falls | Saratoga | NY | 1924-01-01 | 1.2 | 0.9 | 1.2 | 1.2 |  | Conventional Hydro | Water |  |  | 5.1 |  | 48.516 | 51 | 5.1e-05
R1289 | Erie Blvd. Hydro - Upper Hudson | Feeder Dam 5 | F | 24058 | S Glens Falls | Saratoga | NY | 1924-01-01 | 1.2 | 0.9 | 1.2 | 1.2 |  | Conventional Hydro | Water
R1290 | Erie Blvd. Hydro - Upper Hudson | Sherman Island 1 | F | 24058 | Queensbury | Warren | NY | 2009-03-01 | 8 |  | 0 | 0 |  | Conventional Hydro | Water |  |  | 19 |  | 27.1119 | 190 | 0.00019
R1291 | Erie Blvd. Hydro - Upper Hudson | Sherman Island 2 | F | 24058 | Queensbury | Warren | NY | 1923-01-01 | 7.2 | 8.1 | 7.2 | 7.2 |  | Conventional Hydro | Water |  |  | 21.7 |  | 34.4051 | 217 | 0.000217
R1292 | Erie Blvd. Hydro - Upper Hudson | Sherman Island 3 | F | 24058 | Queensbury | Warren | NY | 1923-01-01 | 8.7 | 9.7 | 8.7 | 8.7 |  | Conventional Hydro | Water |  |  | 29.6 |  | 38.839 | 296 | 0.000296
R1293 | Erie Blvd. Hydro - Upper Hudson | Sherman Island 4 | F | 24058 | Queensbury | Warren | NY | 1923-01-01 | 7.2 | 8.1 | 7.2 | 7.2 |  | Conventional Hydro | Water |  |  | 36.3 |  | 57.5533 | 363 | 0.000363
R1294 | Erie Blvd. Hydro - Upper Hudson | Sherman Island 5 | F | 24058 | Queensbury | Warren | NY | 1923-01-01 | 7.2 | 8.1 | 7.2 | 7.2 |  | Conventional Hydro | Water |  |  | 20.3 |  | 32.1854 | 203 | 0.000203
R1295 | Erie Blvd. Hydro - Upper Hudson | Sherman Island 6 | F | 24058 | Queensbury | Warren | NY | 2009-02-02 | 1.3 |  | 0 | 0 |  | Conventional Hydro | Water |  |  | 10.1 |  | 88.6898 | 101 | 0.000101
R1296 | Erie Blvd. Hydro - Upper Hudson | Spier Falls 1 | F | 24058 | Moreau | Saratoga | NY | 1924-01-01 | 6.8 | 8.4 | 6.8 | 6.8 |  | Conventional Hydro | Water |  |  | 45.2 |  | 75.8797 | 452 | 0.000452
R1297 | Erie Blvd. Hydro - Upper Hudson | Spier Falls 2 | F | 24058 | Moreau | Saratoga | NY | 1930-01-01 | 37.6 | 46.9 | 37.6 | 37.6 |  | Conventional Hydro | Water |  |  | 128.7 |  | 39.0739 | 1287 | 0.001287
R1298 | Erie Blvd. Hydro - Upper Hudson | Stewarts Bridge 1 | F | 24058 | Hadley | Saratoga | NY | 1952-01-01 | 30 | 35.8 | 30 | 30 |  | Conventional Hydro | Water |  |  | 78.3 |  | 29.7945 | 783 | 0.000783
R1299 | Erie Blvd. Hydro - Upper Hudson | Stewarts Bridge 2 | F | 24058 | Hadley | Saratoga | NY | 2013-06-01 | 2.5 | 0 | 0 | 0 |  | Conventional Hydro | Water |  |  | 21.6 |  | 98.6301 | 216 | 0.000216
R1300 | Erie Blvd. Hydro - Upper Raquette | Blake | E | 24056 | Stark | St Lawrence | NY | 1957-01-01 | 14.4 | 15.6 | 14.4 | 14.4 |  | Conventional Hydro | Water |  |  | 50.8 |  | 40.2714 | 508 | 0.000508
R1301 | Erie Blvd. Hydro - Upper Raquette | Five Falls | E | 24056 | Colton | St Lawrence | NY | 1955-01-01 | 22.5 | 24.4 | 22.5 | 22.5 |  | Conventional Hydro | Water |  |  | 83.9 |  | 42.5672 | 839 | 0.000839
R1302 | Erie Blvd. Hydro - Upper Raquette | Rainbow Falls | E | 24056 | Colton | St Lawrence | NY | 1956-01-01 | 22.5 | 24.4 | 22.5 | 22.5 |  | Conventional Hydro | Water |  |  | 86.3 |  | 43.7849 | 863 | 0.000863
R1303 | Erie Blvd. Hydro - Upper Raquette | South Colton | E | 24056 | South Colton | St Lawrence | NY | 1954-01-01 | 19.35 | 20.9 | 19.4 | 19.4 |  | Conventional Hydro | Water |  |  | 70 |  | 41.2965 | 700 | 0.0007
R1304 | Erie Blvd. Hydro - Upper Raquette | Stark | E | 24056 | Stark | St Lawrence | NY | 1957-01-01 | 22.5 | 24.6 | 22.5 | 22.5 |  | Conventional Hydro | Water |  |  | 80.6 |  | 40.8929 | 806 | 0.000806
R1305 | Erie Blvd. Hydro - West Canada | Prospect | E | 24049 | Prospect | Herkimer | NY | 1959-01-01 | 17.32 | 21.7 | 17.3 | 17.3 |  | Conventional Hydro | Water |  |  | 69.3 |  | 45.6753 | 693 | 0.000693
R1306 | Erie Blvd. Hydro - West Canada | Trenton Falls 5 | E | 24049 | Trenton | Oneida | NY | 1919-01-01 | 6.8 | 9.6 | 6.8 | 6.8 |  | Conventional Hydro | Water |  |  | 47.7 |  | 80.0766 | 477 | 0.000477
R1307 | Erie Blvd. Hydro - West Canada | Trenton Falls 6 | E | 24049 | Trenton | Oneida | NY | 1919-01-01 | 6.4 | 9.1 | 6.4 | 6.4 |  | Conventional Hydro | Water |  |  | 53.7 |  | 95.7834 | 537 | 0.000537
R1308 | Erie Blvd. Hydro - West Canada | Trenton Falls 7 | E | 24049 | Trenton | Oneida | NY | 1922-01-01 | 6.4 | 9.1 | 6.4 | 6.4 |  | Conventional Hydro | Water |  |  | 35.8 |  | 63.8556 | 358 | 0.000358
R1309 | Erie Blvd. Hydropower LP | West Delaware Hydro | G | 323627 | Grahamsville | Sullivan | NY | 1988-12-01 | 7.5 | 7.5 | 7.5 | 7.5 |  | Conventional Hydro | Water |  |  | 27.4 |  | 41.7047 | 274 | 0.000274
R1310 | Erie Wind, LLC | Erie Wind | A | 323693 | Lackawanna | Erie | NY | 2012-02-01 | 15 | 0 | 0 | 0 |  | Wind Turbine | Wind |  |  | 38.1 |  | 28.9954 | 342.9 | 0.0003429
R1311 | Exelon Generation Company, LLC | Chaffee | A | 323603 | Chaffee | Erie | NY | 2007-08-09 | 6.4 | 6.4 | 6.4 | 6.4 |  | Internal Combustion | Bio Gas |  |  | 53.8 |  | 95.9618 | 591.8 | 0.0005918
R1312 | Exelon Generation Company, LLC | High Acres 1 | C | 23767 | Fairport | Wayne | NY | 1991-06-01 | 3.2 | 3.2 | 3.2 | 3.2 |  | Internal Combustion | Bio Gas |  |  | 26.9 |  | 95.9618 | 295.9 | 0.0002959
R1313 | Exelon Generation Company, LLC | High Acres 2 | C | 23767 | Fairport | Wayne | NY | 2008-02-28 | 6.4 | 6.4 | 6.4 | 6.4 |  | Internal Combustion | Bio Gas |  |  | 52.4 |  | 93.4646 | 576.4 | 0.0005764
R1314 | Exelon Generation Company, LLC | Madison County LF | E | 323628 | Wampsville | Madison | NY | 2010-03-01 | 1.6 | 1.6 | 1.6 | 1.6 |  | Internal Combustion | Bio Gas |  |  | 6.3 |  | 44.9486 | 69.3 | 6.93e-05
R1315 | Exelon Generation Company, LLC | Mill Seat | B | 323607 | Riga | Monroe | NY | 2007-07-20 | 6.4 | 6.4 | 6.4 | 6.4 |  | Internal Combustion | Bio Gas |  |  | 53.2 |  | 94.8916 | 585.2 | 0.0005852
R1316 | Exelon Generation Company, LLC | Monroe Livingston | B | 24207 | Scottsville | Monroe | NY | 1988-11-01 | 2.4 | 2.4 | 2.4 | 2.4 |  | Internal Combustion | Bio Gas |  |  | 7.3 |  | 34.7222 | 80.3 | 8.03e-05
R1317 | Exelon Generation Company, LLC | Oneida-Herkimer LFGE | E | 323681 | Boonville | Oneida | NY | 2012-04-01 | 3.2 | 3.2 | 3.2 | 3.2 |  | Internal Combustion | Bio Gas |  |  | 25.7 |  | 91.6809 | 282.7 | 0.0002827
R1318 | Exelon Generation Company, LLC | Synergy Biogas | B | 323694 | Wyoming | Wyoming | NY | 2012-09-01 | 2 | 2 | 0 | 0 |  | Internal Combustion | Bio Gas |  |  | 3.2 |  | 18.2648 | 35.2 | 3.52e-05
R1319 | Flat Rock Windpower II, LLC | Maple Ridge Wind 2 | E | 323611 | Lowville | Lewis | NY | 2007-12-01 | 90.8 | 90.7 | 90.8 | 90.8 |  | Wind Turbine | Wind |  |  | 212 |  | 26.653 | 1908 | 0.001908
R1320 | Flat Rock Windpower, LLC | Maple Ridge Wind 1 | E | 323574 | Lowville | Lewis | NY | 2006-01-01 | 231 | 231 | 231 | 231 |  | Wind Turbine | Wind |  |  | 554.9 |  | 27.422 | 4994.1 | 0.0049941
R1321 | Freeport Electric | Freeport 1-2 | K | 1660 | Freeport | Nassau | NY | 1949-08-01 | 2.9 | 2 | 2.1 | 2.8 |  | Internal Combustion | No. 2 Fuel Oil
R1322 | Freeport Electric | Freeport 1-3 | K | 1660 | Freeport | Nassau | NY | 1954-08-01 | 3.1 | 2.1 | 2.3 | 3 |  | Internal Combustion | No. 2 Fuel Oil
R1323 | Freeport Electric | Freeport 1-4 | K | 1660 | Freeport | Nassau | NY | 1964-10-01 | 5.1 | 4.4 | 3.8 | 4.8 |  | Internal Combustion | No. 2 Fuel Oil |  |  | 0.1 |  | 0.22383 | 74.3 | 7.43e-05
R1324 | Freeport Electric | Freeport 2-3 | K | 1660 | Freeport | Nassau | NY | 1973-05-01 | 18.1 | 18.1 | 13.3 | 17.2 |  | Combustion Turbine | Kerosene |  |  | 0.2 |  | 0.12614 | 52 | 5.2e-05
R1325 | Freeport Electric | Freeport CT 2 | K | 23818 | Freeport | Nassau | NY | 2004-03-01 | 60.5 | 50.3 | 48 | 50.4 |  | Combustion Turbine | Natural Gas | Kerosene |  | 45.8 |  | 8.6418 | 20289.4 | 0.020289
R1326 | GDF Suez Energy Marketing NA, Inc. | Nassau Energy Corporation | K | 323695 | Garden City | Nassau | NY | 1991-03-01 | 55 | 51.6 | 48.2 | 57.5 | YES | Combined Cycle | Natural Gas | No. 2 Fuel Oil |  | 365.2 |  | 75.7991 | 161783.6 | 0.16178
R1327 | GenOn Energy Management, LLC | Bowline 1 | G | 23526 | West Haverstraw | Rockland | NY | 1972-09-01 | 621 | 577.7 | 564.7 | 574.6 | YES | Steam Turbine (Fossil) | Natural Gas | No. 6 Fuel Oil |  | 837.9 |  | 15.4027 | 371189.7 | 0.37119
R1328 | GenOn Energy Management, LLC | Bowline 2 | G | 23595 | West Haverstraw | Rockland | NY | 1974-05-01 | 621 | 567.4 | 561.1 | 560 | YES | Steam Turbine (Fossil) | Natural Gas | No. 6 Fuel Oil |  | 548.2 |  | 10.0773 | 242852.6 | 0.24285
R1329 | Hardscrabble Wind Power LLC | Hardscrabble Wind | E | 323673 | Fairfield | Herkimer | NY | 2011-02-01 | 74 | 74 | 74 | 74 |  | Wind Turbine | Wind |  |  | 182 |  | 28.076 | 1638 | 0.001638
R1330 | Howard Wind LLC | Howard Wind | C | 323690 | Howard | Steuben | NY | 2011-12-01 | 55.4 | 57.4 | 55.4 | 55.4 |  | Wind Turbine | Wind |  |  | 133.8 |  | 27.5703 | 1204.2 | 0.0012042
R1331 | Indeck Energy Services of Silver Springs | Indeck-Silver Springs | C | 23768 | Silver Springs | Wyoming | NY | 1991-04-01 | 56.6 | 51.5 | 50.7 | 62.4 | YES | Combined Cycle | Natural Gas | No. 2 Fuel Oil |  | 81 |  | 16.3367 | 35883 | 0.035883
R1332 | Indeck-Corinth LP | Indeck-Corinth | F | 23802 | Corinth | Saratoga | NY | 1995-07-01 | 147 | 131.2 | 129.7 | 133.7 | YES | Combined Cycle | Natural Gas | No. 2 Fuel Oil |  | 680.4 |  | 52.8376 | 301417.2 | 0.30142
R1333 | Indeck-Olean LP | Indeck-Olean | A | 23982 | Olean | Cattaraugus | NY | 1993-12-01 | 90.6 | 79.4 | 78.7 | 88.7 | YES | Combined Cycle | Natural Gas | No. 2 Fuel Oil |  | 119.9 |  | 15.1073 | 53115.7 | 0.053116
R1334 | Indeck-Oswego LP | Indeck-Oswego | C | 23783 | Oswego | Oswego | NY | 1990-05-01 | 57.4 | 51.6 | 49.5 | 59 | YES | Combined Cycle | Natural Gas | No. 2 Fuel Oil |  | 52.8 |  | 10.5007 | 23390.4 | 0.02339
R1335 | Indeck-Yerkes LP | Indeck-Yerkes | A | 23781 | Tonawanda | Erie | NY | 1990-02-01 | 59.9 | 49.7 | 48 | 57.4 | YES | Combined Cycle | Natural Gas | No. 2 Fuel Oil |  | 103.5 |  | 19.7247 | 45850.5 | 0.045851
R1336 | Innovative Energy Systems, Inc. | Auburn LFG | C | 323710 | Auburn | Cayuga | NY | 2010-01-01 | 2.1 | 0 | 0 | 0 |  | Internal Combustion | Bio Gas |  |  | 3.6 | ( 1 ) | 19.5695 | 39.6 | 3.96e-05
R1337 | Innovative Energy Systems, Inc. | Chautauqua LFGE | A | 323629 | Jamestown | Chautauqua | NY | 2010-02-12 | 9.6 |  | 0 | 0 |  | Internal Combustion | Bio Gas |  |  | 44 |  | 52.3212 | 484 | 0.000484
R1338 | Innovative Energy Systems, Inc. | Clinton LFGE | D | 323618 | Morrisonville | Clinton | NY | 2008-10-01 | 6.4 | 6.4 | 6.4 | 6.4 |  | Internal Combustion | Bio Gas |  |  | 33.9 |  | 60.4666 | 372.9 | 0.0003729
R1339 | Innovative Energy Systems, Inc. | Colonie LFGTE | F | 323577 | Colonie | Albany | NY | 2006-03-01 | 6.4 | 6.4 | 6.4 | 6.4 |  | Internal Combustion | Bio Gas |  |  | 34.9 |  | 62.2503 | 383.9 | 0.0003839
R1340 | Innovative Energy Systems, Inc. | DANC LFGE | E | 323619 | Watertown | Jefferson | NY | 2008-09-08 | 6.4 | 6.4 | 6.4 | 6.4 |  | Internal Combustion | Bio Gas |  |  | 30 |  | 53.5103 | 330 | 0.00033
R1341 | Innovative Energy Systems, Inc. | Fulton LFGE | F | 323630 | Johnstown | Fulton | NY | 2010-06-04 | 3.2 | 0 | 0 | 0 |  | Internal Combustion | Bio Gas |  |  | 11.9 |  | 42.4515 | 130.9 | 0.0001309
R1342 | Innovative Energy Systems, Inc. | Hyland LFGE | B | 323620 | Angelica | Allegany | NY | 2008-09-08 | 4.8 | 4.8 | 4.8 | 4.8 |  | Internal Combustion | Bio Gas |  |  | 38 |  | 90.3729 | 418 | 0.000418
R1343 | Innovative Energy Systems, Inc. | Steuben County LF | C | 323667 | Bath | Steuben | NY | 2012-08-01 | 3.2 | 3.2 | 3.2 | 3.2 |  | Internal Combustion | Bio Gas |  |  | 15.7 |  | 56.0074 | 172.7 | 0.0001727
R1344 | Jamestown Board of Public Utilities | Jamestown 5 | A | 1658 | Jamestown | Chautauqua | NY | 1951-08-01 | 28.7 | 23 | 12.1 | 18.3 |  | Steam Turbine (Fossil) | Bituminous Coal | Natural Gas |  | 24.6 |  | 9.7847 | 24600 | 0.0246
R1345 | Jamestown Board of Public Utilities | Jamestown 6 | A | 1658 | Jamestown | Chautauqua | NY | 1968-08-01 | 25 | 22.4 | 10.6 | 15.9 |  | Steam Turbine (Fossil) | Bituminous Coal | Natural Gas |  | 22.6 |  | 10.3196 | 22600 | 0.0226
R1346 | Jamestown Board of Public Utilities | Jamestown 7 | A | 1659 | Jamestown | Chautauqua | NY | 2002-01-01 | 47.3 | 40 | 38.7 | 46.2 |  | Combustion Turbine | Natural Gas |  |  | 164.6 |  | 39.7251 | 72917.8 | 0.072918
R1347 | Jericho Rise Wind Farm LLC | Jericho Rise Wind Farm | D | 323719 | Chateaugay | Franklin | NY | 2016-12-01 | 77.7 | 77.7 | 77.7 | 77.7 |  | Wind Turbine | Wind |  |  | 15.3 | ( 2 ) ( N ) | 2.2478 | 137.7 | 0.0001377
R1348 | Long Island Power Authority | Babylon (RR) | K | 323704 | Babylon | Suffolk | NY | 1989-04-01 | 17 | 15.5 | 14.5 | 14.7 |  | Steam Turbine (Fossil) | Refuse |  |  | 116.4 |  | 78.1628 | 2677.2 | 0.0026772
R1349 | Long Island Power Authority | Barrett 03 | K | 23706 | Island Park | Nassau | NY | 1970-06-01 | 18 | 17.9 | 16.3 | 18.9 | YES | Combustion Turbine | Natural Gas | No. 2 Fuel Oil |  | 4.1 |  | 2.6002 | 1816.3 | 0.0018163
R1350 | Long Island Power Authority | Barrett 04 | K | 23707 | Island Park | Nassau | NY | 1970-07-01 | 18 | 17.7 | 16.8 | 20.9 | YES | Combustion Turbine | Natural Gas | No. 2 Fuel Oil |  | 9.4 |  | 5.9614 | 4164.2 | 0.0041642
R1351 | Long Island Power Authority | Barrett 05 | K | 23708 | Island Park | Nassau | NY | 1970-07-01 | 18 | 17.8 | 16.9 | 19.2 | YES | Combustion Turbine | Natural Gas | No. 2 Fuel Oil |  | 3.8 |  | 2.4099 | 1683.4 | 0.0016834
R1352 | Long Island Power Authority | Barrett 06 | K | 23709 | Island Park | Nassau | NY | 1970-07-01 | 18 | 17.8 | 17.5 | 20.7 | YES | Combustion Turbine | Natural Gas | No. 2 Fuel Oil |  | 7.6 |  | 4.8199 | 3366.8 | 0.0033668
R1353 | Long Island Power Authority | Barrett 08 | K | 23711 | Island Park | Nassau | NY | 1970-07-01 | 18 | 17.3 | 16.3 | 19 | YES | Combustion Turbine | Natural Gas | No. 2 Fuel Oil |  | 3.8 |  | 2.4099 | 1683.4 | 0.0016834
R1354 | Long Island Power Authority | Barrett 09 | K | 23700 | Island Park | Nassau | NY | 1971-06-01 | 41.8 | 43.4 | 41.4 | 49.9 | YES | Jet Engine | Natural Gas | No. 2 Fuel Oil |  | 23.5 |  | 6.4178 | 10410.5 | 0.01041
R1355 | Long Island Power Authority | Barrett 10 | K | 23701 | Island Park | Nassau | NY | 1971-06-01 | 41.8 | 42.7 | 40.1 | 50.9 | YES | Jet Engine | Natural Gas | No. 2 Fuel Oil |  | 20.7 |  | 5.6531 | 9170.1 | 0.0091701
R1356 | Long Island Power Authority | Barrett 11 | K | 23702 | Island Park | Nassau | NY | 1971-06-01 | 41.8 | 43.3 | 41.3 | 49.5 | YES | Jet Engine | Natural Gas | No. 2 Fuel Oil |  | 27 |  | 7.3737 | 11961 | 0.011961
R1357 | Long Island Power Authority | Barrett 12 | K | 23703 | Island Park | Nassau | NY | 1971-06-01 | 41.8 | 44 | 41.2 | 52.2 | YES | Jet Engine | Natural Gas | No. 2 Fuel Oil |  | 29.6 |  | 8.0837 | 13112.8 | 0.013113
R1358 | Long Island Power Authority | Barrett GT 01 | K | 23704 | Island Park | Nassau | NY | 1970-06-01 | 18 | 18.1 | 16.6 | 21 | YES | Combustion Turbine | Natural Gas | No. 2 Fuel Oil |  | 7.2 |  | 4.5662 | 3189.6 | 0.0031896
R1359 | Long Island Power Authority | Barrett GT 02 | K | 23705 | Island Park | Nassau | NY | 1970-06-01 | 18 | 17.4 | 16.8 | 20.6 | YES | Combustion Turbine | Natural Gas | No. 2 Fuel Oil |  | 6.6 |  | 4.1857 | 2923.8 | 0.0029238
R1360 | Long Island Power Authority | Barrett ST 01 | K | 23545 | Island Park | Nassau | NY | 1956-11-01 | 188 | 200.2 | 194 | 197.5 | YES | Steam Turbine (Fossil) | Natural Gas | No. 6 Fuel Oil |  | 864.4 |  | 52.4871 | 382929.2 | 0.38293
R1361 | Long Island Power Authority | Barrett ST 02 | K | 23546 | Island Park | Nassau | NY | 1963-10-01 | 188 | 197.5 | 194.2 | 193.2 | YES | Steam Turbine (Fossil) | Natural Gas | No. 6 Fuel Oil |  | 607.6 |  | 36.894 | 269166.8 | 0.26917
R1362 | Long Island Power Authority | Bethpage 3 | K | 323564 | Hicksville | Nassau | NY | 2005-05-01 | 96 | 79.9 | 77.8 | 77.1 |  | Combined Cycle | Natural Gas |  |  | 284.5 |  | 33.8304 | 126033.5 | 0.12603
R1363 | Long Island Power Authority | Caithness_CC_1 | K | 323624 | Brookhaven | Suffolk | NY | 2009-08-01 | 375 | 315.6 | 309.6 | 362.7 | YES | Combined Cycle | Natural Gas | No. 2 Fuel Oil |  | 2531.8 |  | 77.0715 | 1121587.4 | 1.1216
R1364 | Long Island Power Authority | East Hampton 2 | K | 23722 | E Hampton | Suffolk | NY | 1962-12-01 | 2 | 2 | 2 | 2 |  | Internal Combustion | No. 2 Fuel Oil |  |  | 0.6 |  | 3.4247 | 445.8 | 0.0004458
R1365 | Long Island Power Authority | East Hampton 3 | K | 23722 | E Hampton | Suffolk | NY | 1962-12-01 | 2 | 2 | 2 | 2 |  | Internal Combustion | No. 2 Fuel Oil |  |  | 0.7 |  | 3.9954 | 520.1 | 0.0005201
R1366 | Long Island Power Authority | East Hampton 4 | K | 23722 | E Hampton | Suffolk | NY | 1962-12-01 | 2 | 2 | 2 | 2 |  | Internal Combustion | No. 2 Fuel Oil |  |  | 0.7 |  | 3.9954 | 520.1 | 0.0005201
R1367 | Long Island Power Authority | East Hampton GT 01 | K | 23717 | E Hampton | Suffolk | NY | 1970-12-01 | 21.3 | 19.2 | 19.3 | 24.7 |  | Jet Engine | No. 2 Fuel Oil |  |  | 10.4 |  | 5.5738 | 7727.2 | 0.0077272
R1368 | Long Island Power Authority | Far Rockaway GT1 | K | 24212 | Far Rockaway | Queens | NY | 2002-07-01 | 60.5 | 53.5 | 53.9 | 58.9 |  | Jet Engine | Natural Gas |  |  | 211.9 |  | 39.9826 | 93871.7 | 0.093872
R1369 | Long Island Power Authority | Far Rockaway GT2 | K | 23815 | Jamaica Bay | Queens | NY | 2003-07-02 | 60.5 | 55.4 | 54.1 | 53.9 |  | Jet Engine | Kerosene |  |  | 10 |  | 1.8869 | 2600 | 0.0026
R1370 | Long Island Power Authority | Freeport CT 1 | K | 23764 | Freeport | Nassau | NY | 2004-06-01 | 60 | 48.3 | 47.5 | 49 | YES | Combustion Turbine | Natural Gas | No. 2 Fuel Oil |  | 117.2 |  | 22.2983 | 51919.6 | 0.05192
R1371 | Long Island Power Authority | Glenwood GT 01 | K | 23712 | Glenwood | Nassau | NY | 1967-04-01 | 16 | 14.6 | 10.2 | 15.8 |  | Combustion Turbine | No. 2 Fuel Oil
R1372 | Long Island Power Authority | Glenwood GT 02 | K | 23688 | Glenwood | Nassau | NY | 1972-06-01 | 55 | 52.7 | 51.2 | 62.4 |  | Combustion Turbine | No. 2 Fuel Oil |  |  | 1.8 |  | 0.3736 | 1337.4 | 0.0013374
R1373 | Long Island Power Authority | Glenwood GT 03 | K | 23689 | Glenwood | Nassau | NY | 1972-06-01 | 55 | 52.7 | 55.1 | 61 |  | Combustion Turbine | No. 2 Fuel Oil |  |  | 1.3 |  | 0.26982 | 965.9 | 0.0009659
R1374 | Long Island Power Authority | Glenwood GT 04 | K | 24219 | Glenwood | Nassau | NY | 2002-06-01 | 53 | 40.3 | 40.4 | 46 | YES | Combustion Turbine | Natural Gas | No. 2 Fuel Oil |  | 95.6 |  | 20.591 | 42350.8 | 0.042351
R1375 | Long Island Power Authority | Glenwood GT 05 | K | 24220 | Glenwood | Nassau | NY | 2002-06-01 | 53 | 40 | 40.3 | 45.5 | YES | Combustion Turbine | Natural Gas | No. 2 Fuel Oil |  | 94.3 |  | 20.311 | 41774.9 | 0.041775
R1376 | Long Island Power Authority | Greenport GT1 | K | 23814 | Greenport | Suffolk | NY | 2003-07-02 | 54 | 51.9 | 52.8 | 55.5 |  | Jet Engine | No. 2 Fuel Oil |  |  | 12.6 |  | 2.6636 | 9361.8 | 0.0093618
R1377 | Long Island Power Authority | Hempstead (RR) | K | 23647 | Hempstead | Nassau | NY | 1989-10-01 | 78.6 | 73.7 | 73.9 | 73.4 |  | Steam Turbine (Fossil) | Refuse |  |  | 573 |  | 83.22 | 13179 | 0.013179
R1378 | Long Island Power Authority | Holtsville 01 | K | 23690 | Holtsville | Suffolk | NY | 1974-07-01 | 56.7 | 55.1 | 57.6 | 65.1 |  | Jet Engine | No. 2 Fuel Oil |  |  | 2.4 |  | 0.4832 | 1783.2 | 0.0017832
R1379 | Long Island Power Authority | Holtsville 02 | K | 23691 | Holtsville | Suffolk | NY | 1974-07-01 | 56.7 | 55.3 | 54.8 | 64.3 |  | Jet Engine | No. 2 Fuel Oil |  |  | 1.7 |  | 0.34226 | 1263.1 | 0.0012631
R1380 | Long Island Power Authority | Holtsville 03 | K | 23692 | Holtsville | Suffolk | NY | 1974-07-01 | 56.7 | 52.1 | 53 | 62.3 |  | Jet Engine | No. 2 Fuel Oil |  |  | 3.5 |  | 0.70466 | 2600.5 | 0.0026005
R1381 | Long Island Power Authority | Holtsville 04 | K | 23693 | Holtsville | Suffolk | NY | 1974-07-01 | 56.7 | 52.7 | 51.9 | 62.5 |  | Jet Engine | No. 2 Fuel Oil |  |  | 3.9 |  | 0.78519 | 2897.7 | 0.0028977
R1382 | Long Island Power Authority | Holtsville 05 | K | 23694 | Holtsville | Suffolk | NY | 1974-07-01 | 56.7 | 53.3 | 54.8 | 67 |  | Jet Engine | No. 2 Fuel Oil |  |  | 1.9 |  | 0.38253 | 1411.7 | 0.0014117
R1383 | Long Island Power Authority | Holtsville 06 | K | 23695 | Holtsville | Suffolk | NY | 1975-07-01 | 56.7 | 53 | 49.5 | 67.3 |  | Jet Engine | No. 2 Fuel Oil |  |  | 6.7 |  | 1.3489 | 4978.1 | 0.0049781
R1384 | Long Island Power Authority | Holtsville 07 | K | 23696 | Holtsville | Suffolk | NY | 1975-07-01 | 56.7 | 55.1 | 52.2 | 65.4 |  | Jet Engine | No. 2 Fuel Oil |  |  | 3 |  | 0.604 | 2229 | 0.002229
R1385 | Long Island Power Authority | Holtsville 08 | K | 23697 | Holtsville | Suffolk | NY | 1975-07-01 | 56.7 | 57.4 | 56.1 | 68.7 |  | Jet Engine | No. 2 Fuel Oil |  |  | 4.1 |  | 0.82546 | 3046.3 | 0.0030463
R1386 | Long Island Power Authority | Holtsville 09 | K | 23698 | Holtsville | Suffolk | NY | 1975-07-01 | 56.7 | 57.5 | 56.3 | 68.4 |  | Jet Engine | No. 2 Fuel Oil |  |  | 2.8 |  | 0.56373 | 2080.4 | 0.0020804
R1387 | Long Island Power Authority | Holtsville 10 | K | 23699 | Holtsville | Suffolk | NY | 1975-07-01 | 56.7 | 55.1 | 54.1 | 66.1 |  | Jet Engine | No. 2 Fuel Oil |  |  | 6.2 |  | 1.2483 | 4606.6 | 0.0046066
R1388 | Long Island Power Authority | Huntington (RR) | K | 323705 | Huntington | Suffolk | NY | 1991-12-01 | 28 | 24.7 | 24.1 | 24.3 |  | Steam Turbine (Fossil) | Refuse |  |  | 194.6 |  | 79.3379 | 4475.8 | 0.0044758
R1389 | Long Island Power Authority | Islip (RR) | K | 323679 | Ronkonkoma | Suffolk | NY | 1990-03-01 | 12.5 | 11.2 | 8.8 | 9.3 |  | Steam Turbine (Fossil) | Refuse |  |  | 57.4 |  | 52.4201 | 1320.2 | 0.0013202
R1390 | Long Island Power Authority | Long Island Solar Farm | K | 323691 | Upton | Suffolk | NY | 2011-11-01 | 31.5 | 31.5 | 31.5 | 31.5 |  | Photovoltaic | Sunlight |  |  | 53.7 |  | 19.4608 | 1718.4 | 0.0017184
R1391 | Long Island Power Authority | Northport 1 | K | 23551 | Northport | Suffolk | NY | 1967-07-01 | 387 | 395 | 397.7 | 398.5 | YES | Steam Turbine (Fossil) | Natural Gas | No. 6 Fuel Oil |  | 420.2 |  | 12.3948 | 186148.6 | 0.18615
R1392 | Long Island Power Authority | Northport 2 | K | 23552 | Northport | Suffolk | NY | 1968-06-01 | 387 | 396 | 399.7 | 399.2 | YES | Steam Turbine (Fossil) | Natural Gas | No. 6 Fuel Oil |  | 693.6 |  | 20.4595 | 307264.8 | 0.30726
R1393 | Long Island Power Authority | Northport 3 | K | 23553 | Northport | Suffolk | NY | 1972-07-01 | 387 | 399.2 | 390.2 | 390.2 | YES | Steam Turbine (Fossil) | Natural Gas | No. 6 Fuel Oil |  | 531.9 |  | 15.6897 | 235631.7 | 0.23563
R1394 | Long Island Power Authority | Northport 4 | K | 23650 | Northport | Suffolk | NY | 1977-12-01 | 387 | 399.2 | 384.7 | 385.7 | YES | Steam Turbine (Fossil) | Natural Gas | No. 6 Fuel Oil |  | 856.6 |  | 25.2675 | 379473.8 | 0.37947
R1395 | Long Island Power Authority | Northport GT | K | 23718 | Northport | Suffolk | NY | 1967-03-01 | 16 | 13.8 | 12.3 | 15.6 |  | Combustion Turbine | No. 2 Fuel Oil |  |  | 0.1 |  | 0.071347 | 74.3 | 7.43e-05
R1396 | Long Island Power Authority | Oceanside (LF) | K | 5008 | Oceanside | Nassau | NY | 1991-02-01 | 2.1 | 1.1 | 0 | 0 |  | Internal Combustion | Bio Gas
R1397 | Long Island Power Authority | Oyster Bay (LF) | K | 5009 | Bethpage | Nassau | NY | 1986-07-01 | 1.3 | 0 | 0 | 0 |  | Internal Combustion | Bio Gas
R1398 | Long Island Power Authority | Pilgrim GT1 | K | 24216 | Brentwood | Suffolk | NY | 2002-08-01 | 50 | 45.6 | 45.2 | 46.3 |  | Combustion Turbine | Natural Gas |  |  | 53.2 |  | 12.1461 | 23567.6 | 0.023568
R1399 | Long Island Power Authority | Pilgrim GT2 | K | 24217 | Brentwood | Suffolk | NY | 2002-08-01 | 50 | 46.2 | 44.8 | 46.6 |  | Combustion Turbine | Natural Gas |  |  | 52.2 |  | 11.9178 | 23124.6 | 0.023125
R1400 | Long Island Power Authority | Pinelawn Power 1 | K | 323563 | Babylon | Suffolk | NY | 2005-06-01 | 82 | 78 | 75.9 | 76.9 | YES | Combined Cycle | Natural Gas | Kerosene |  | 155.6 |  | 21.6617 | 68930.8 | 0.068931
R1401 | Long Island Power Authority | Port Jefferson 3 | K | 23555 | Port Jefferson | Suffolk | NY | 1958-11-01 | 188 | 194.5 | 188.7 | 197 | YES | Steam Turbine (Fossil) | No. 6 Fuel Oil | Natural Gas |  | 208.6 |  | 12.6664 | 154989.8 | 0.15499
R1402 | Long Island Power Authority | Port Jefferson 4 | K | 23616 | Port Jefferson | Suffolk | NY | 1960-11-01 | 188 | 198.7 | 198.7 | 199.5 | YES | Steam Turbine (Fossil) | No. 6 Fuel Oil | Natural Gas |  | 148.8 |  | 9.0353 | 110558.4 | 0.11056
R1403 | Long Island Power Authority | Port Jefferson GT 01 | K | 23713 | Port Jefferson | Suffolk | NY | 1966-12-01 | 16 | 14.1 | 12.4 | 15.2 |  | Combustion Turbine | No. 2 Fuel Oil |  |  | 0.2 |  | 0.14269 | 148.6 | 0.0001486
R1404 | Long Island Power Authority | Port Jefferson GT 02 | K | 24210 | Port Jefferson | Suffolk | NY | 2002-07-01 | 53 | 42 | 41 | 46.5 | YES | Combustion Turbine | Natural Gas | No. 2 Fuel Oil |  | 41.2 |  | 8.874 | 18251.6 | 0.018252
R1405 | Long Island Power Authority | Port Jefferson GT 03 | K | 24211 | Port Jefferson | Suffolk | NY | 2002-07-01 | 53 | 41.1 | 41 | 46.2 | YES | Combustion Turbine | Natural Gas | No. 2 Fuel Oil |  | 38.9 |  | 8.3786 | 17232.7 | 0.017233
R1406 | Long Island Power Authority | S Hampton 1 | K | 23720 | South Hampton | Suffolk | NY | 1963-03-01 | 11.5 | 10.3 | 8.5 | 11.5 |  | Combustion Turbine | No. 2 Fuel Oil |  |  | 1.6 |  | 1.5882 | 1188.8 | 0.0011888
R1407 | Long Island Power Authority | Shoreham 1 | K | 23715 | Shoreham | Suffolk | NY | 1971-07-01 | 52.9 | 48.9 | 50 | 65 |  | Combustion Turbine | No. 2 Fuel Oil |  |  | 3.8 |  | 0.82002 | 2823.4 | 0.0028234
R1408 | Long Island Power Authority | Shoreham 2 | K | 23716 | Shoreham | Suffolk | NY | 1984-04-01 | 18.6 | 18.5 | 14.8 | 21.1 |  | Jet Engine | No. 2 Fuel Oil |  |  | 1.4 |  | 0.85923 | 1040.2 | 0.0010402
R1409 | Long Island Power Authority | Shoreham GT3 | K | 24213 | Shoreham | Suffolk | NY | 2002-08-01 | 50 | 45.4 | 45.4 | 45.4 |  | Combustion Turbine | No. 2 Fuel Oil |  |  | 3.2 |  | 0.73059 | 2377.6 | 0.0023776
R1410 | Long Island Power Authority | Shoreham GT4 | K | 24214 | Shoreham | Suffolk | NY | 2002-08-01 | 50 | 43.9 | 44.6 | 45.7 |  | Combustion Turbine | No. 2 Fuel Oil |  |  | 3 |  | 0.68493 | 2229 | 0.002229
R1411 | Long Island Power Authority | Smithtown (LF) | K | 5010 | Smithtown | Suffolk | NY | 1985-12-01 | 1.1 | 0 | 0 | 0 |  | Internal Combustion | Bio Gas
R1412 | Long Island Power Authority | South Oaks Hosp | K | 5011 | Amityville | Suffolk | NY | 1990-06-01 | 1 | 0 | 0 | 0 |  | Internal Combustion | Natural Gas
R1413 | Long Island Power Authority | Southold 1 | K | 23719 | Southold | Suffolk | NY | 1964-08-01 | 14 | 12.3 | 10.1 | 13.5 |  | Combustion Turbine | No. 2 Fuel Oil |  |  | 0.7 |  | 0.57078 | 520.1 | 0.0005201
R1414 | Long Island Power Authority | Stony Brook | K | 24151 | Stony Brook | Suffolk | NY | 1995-04-01 | 47 | 9.6 | 16.7 | 19.7 | YES | Combustion Turbine | Natural Gas | No. 2 Fuel Oil |  | 285.1 |  | 69.2461 | 126299.3 | 0.1263
R1415 | Long Island Power Authority | Wading River 1 | K | 23522 | Shoreham | Suffolk | NY | 1989-08-01 | 79.5 | 81.2 | 79.3 | 102.8 |  | Combustion Turbine | No. 2 Fuel Oil |  |  | 5 |  | 0.71796 | 3715 | 0.003715
R1416 | Long Island Power Authority | Wading River 2 | K | 23547 | Shoreham | Suffolk | NY | 1989-08-01 | 79.5 | 81.3 | 80.1 | 104 |  | Combustion Turbine | No. 2 Fuel Oil |  |  | 9.9 |  | 1.4216 | 7355.7 | 0.0073557
R1417 | Long Island Power Authority | Wading River 3 | K | 23601 | Shoreham | Suffolk | NY | 1989-08-01 | 79.5 | 81.3 | 79.2 | 101.1 |  | Combustion Turbine | No. 2 Fuel Oil |  |  | 8 |  | 1.1487 | 5944 | 0.005944
R1418 | Long Island Power Authority | West Babylon 4 | K | 23714 | West Babylon | Suffolk | NY | 1971-08-01 | 52.4 | 49 | 50.1 | 65.9 |  | Combustion Turbine | No. 2 Fuel Oil |  |  | 4.2 |  | 0.91498 | 3120.6 | 0.0031206
R1419 | Long Island Power Authority | Yaphank (LF) | K | 5012 | Yaphank | Suffolk | NY | 1983-09-01 | 1.6 | 1.5 | 0 | 0 |  | Internal Combustion | Bio Gas
R1420 | Lyonsdale Biomass, LLC | Lyonsdale | E | 23803 | Lyonsdale | Lewis | NY | 1992-08-01 | 21.1 | 20.2 | 20.1 | 20.2 |  | Steam Turbine (Fossil) | Wood |  |  | 129.9 |  | 70.2785 | 3507.3 | 0.0035073
R1421 | Madison Windpower, LLC | Madison Wind Power | E | 24146 | Madison | Madison | NY | 2000-09-01 | 11.55 | 11.5 | 11.6 | 11.6 |  | Wind Turbine | Wind |  |  | 20 |  | 19.7671 | 180 | 0.00018
R1422 | Marble River LLC | Marble River Wind | D | 323696 | Ellenburg | Clinton | NY | 2012-07-01 | 215.5 | 215.2 | 215.5 | 215.5 |  | Wind Turbine | Wind |  |  | 523.6 |  | 27.7363 | 4712.4 | 0.0047124
R1423 | Marsh Hill Energy LLC | Marsh Hill Wind Farm | C | 323713 | Jasper | Steuben | NY | 2014-12-01 | 16.2 | 0 | 0 | 0 |  | Wind Turbine | Wind |  |  | 55 |  | 38.7564 | 495 | 0.000495
R1424 | Model City Energy LLC | Model City Energy | A | 24167 | Lewiston | Niagara | NY | 2001-06-01 | 5.6 | 5.6 | 5.6 | 5.6 |  | Internal Combustion | Bio Gas |  |  | 38.2 |  | 77.8702 | 420.2 | 0.0004202
R1425 | Modern Innovative Energy, LLC | Modern LF | A | 323580 | Lewiston | Niagara | NY | 2006-02-01 | 6.4 | 6.4 | 6.4 | 6.4 |  | Internal Combustion | Bio Gas |  |  | 14.4 |  | 25.6849 | 158.4 | 0.0001584
R1426 | New York Power Authority | Ashokan 1 | G | 23654 | Ashokan | Ulster | NY | 1982-11-01 | 2.3 | 1.8 | 2.3 | 2.3 |  | Conventional Hydro | Water |  |  | 6.4 |  | 31.7649 | 64 | 6.4e-05
R1427 | New York Power Authority | Ashokan 2 | G | 23654 | Ashokan | Ulster | NY | 1982-11-01 | 2.3 | 1.8 | 2.3 | 2.3 |  | Conventional Hydro | Water |  |  | 4.2 |  | 20.8457 | 42 | 4.2e-05
R1428 | New York Power Authority | Astoria CC 1 | J | 323568 | Queens | Queens | NY | 2006-01-01 | 288 | 246.2 | 233.5 | 260 | YES | Combined Cycle | Natural Gas | No. 2 Fuel Oil | KER | 2722.3 | ( G ) |  | 1205978.9 | 1.206
R1429 | New York Power Authority | Astoria CC 2 | J | 323569 | Queens | Queens | NY | 2006-01-01 | 288 | 246.2 | 233.5 | 260 | YES | Combined Cycle | Natural Gas | No. 2 Fuel Oil | KER
R1430 | New York Power Authority | Blenheim - Gilboa 1 | F | 23756 | Gilboa NY | Schoharie | NY | 1973-07-01 | 290 | 290.7 | 291.6 | 292.4 |  | Pumped Storage Hydro | Water |  |  | 70.7 |  | 2.783 | 707 | 0.000707
R1431 | New York Power Authority | Blenheim - Gilboa 2 | F | 23757 | Gilboa NY | Schoharie | NY | 1973-07-01 | 290 | 291.2 | 291.8 | 292.4 |  | Pumped Storage Hydro | Water |  |  | 165.1 |  | 6.499 | 1651 | 0.001651
R1432 | New York Power Authority | Blenheim - Gilboa 3 | F | 23758 | Gilboa NY | Schoharie | NY | 1973-07-01 | 290 | 291.7 | 291.9 | 293.5 |  | Pumped Storage Hydro | Water |  |  | 107.8 |  | 4.2434 | 1078 | 0.001078
R1433 | New York Power Authority | Blenheim - Gilboa 4 | F | 23759 | Gilboa NY | Schoharie | NY | 1973-07-01 | 290 | 291.5 | 291.5 | 292.2 |  | Pumped Storage Hydro | Water |  |  | 27.7 |  | 1.0904 | 277 | 0.000277
R1434 | New York Power Authority | Brentwood | K | 24164 | Brentwood | Suffolk | NY | 2001-08-01 | 47 | 47.1 | 45.5 | 46.1 |  | Combustion Turbine | Natural Gas |  |  | 53.3 |  | 12.9457 | 23611.9 | 0.023612
R1435 | New York Power Authority | Crescent 1 | F | 24018 | Crescent | Albany | NY | 1991-07-01 | 2.8 | 3.2 | 2.8 | 2.8 |  | Conventional Hydro | Water |  |  | 12.2 |  | 49.7391 | 122 | 0.000122
R1436 | New York Power Authority | Crescent 2 | F | 24018 | Crescent | Albany | NY | 1991-07-01 | 2.8 | 3.2 | 2.8 | 2.8 |  | Conventional Hydro | Water |  |  | 12.2 |  | 49.7391 | 122 | 0.000122
R1437 | New York Power Authority | Crescent 3 | F | 24018 | Crescent | Albany | NY | 1991-07-01 | 3 | 3.2 | 3 | 3 |  | Conventional Hydro | Water |  |  | 4.2 |  | 15.9817 | 42 | 4.2e-05
R1438 | New York Power Authority | Crescent 4 | F | 24018 | Crescent | Albany | NY | 1991-07-01 | 3 | 3.2 | 3 | 3 |  | Conventional Hydro | Water |  |  | 12.3 |  | 46.8037 | 123 | 0.000123
R1439 | New York Power Authority | Flynn | K | 23794 | Holtsville | Suffolk | NY | 1994-05-01 | 170 | 135.5 | 136.9 | 162.7 | YES | Combined Cycle | Natural Gas | No. 2 Fuel Oil |  | 1167.2 |  | 78.3777 | 517069.6 | 0.51707
R1440 | New York Power Authority | Gowanus 5 | J | 24156 | Brooklyn | Kings | NY | 2001-08-01 | 47 | 45.4 | 40 | 40 |  | Combustion Turbine | Natural Gas |  |  | 60.9 |  | 14.7916 | 26978.7 | 0.026979
R1441 | New York Power Authority | Gowanus 6 | J | 24157 | Brooklyn | Kings | NY | 2001-08-01 | 47 | 46.1 | 39.9 | 39.9 |  | Combustion Turbine | Natural Gas |  |  | 55.4 |  | 13.4557 | 24542.2 | 0.024542
R1442 | New York Power Authority | Grahamsville | G | 23607 | Grahamsville | Sullivan | NY | 1956-12-01 | 18 | 16.3 | 18 | 18 |  | Conventional Hydro | Water |  |  | 68.9 |  | 43.6961 | 689 | 0.000689
R1443 | New York Power Authority | Greenport IC 4 | K | 1652 | Greenport | Suffolk | NY | 1957-06-06 | 1.2 | 1.7 | 0.9 | 1.1 |  | Internal Combustion | No. 2 Fuel Oil
R1444 | New York Power Authority | Greenport IC 5 | K | 1652 | Greenport | Suffolk | NY | 1965-07-08 | 1.8 | 1.7 | 1.4 | 1.6 |  | Internal Combustion | No. 2 Fuel Oil
R1445 | New York Power Authority | Greenport IC 6 | K | 1652 | Greenport | Suffolk | NY | 1971-09-17 | 3.8 | 2.7 | 3 | 2.6 |  | Internal Combustion | No. 2 Fuel Oil
R1446 | New York Power Authority | Harlem River 1 | J | 24160 | Bronx | Bronx | NY | 2001-08-01 | 47 | 46 | 39.9 | 39.9 |  | Combustion Turbine | Natural Gas |  |  | 22.8 |  | 5.5377 | 10100.4 | 0.0101
R1447 | New York Power Authority | Harlem River 2 | J | 24161 | Bronx | Bronx | NY | 2001-08-01 | 47 | 45.2 | 40 | 40 |  | Combustion Turbine | Natural Gas |  |  | 23.4 |  | 5.6835 | 10366.2 | 0.010366
R1448 | New York Power Authority | Hellgate 1 | J | 24158 | Bronx | Bronx | NY | 2001-08-01 | 47 | 45 | 39.9 | 39.9 |  | Combustion Turbine | Natural Gas |  |  | 21.7 |  | 5.2706 | 9613.1 | 0.0096131
R1449 | New York Power Authority | Hellgate 2 | J | 24159 | Bronx | Bronx | NY | 2001-08-01 | 47 | 45 | 40 | 40 |  | Combustion Turbine | Natural Gas |  |  | 20.2 |  | 4.9062 | 8948.6 | 0.0089486
R1450 | New York Power Authority | Jarvis 1 | E | 23743 | Hinckley | Oneida | NY | 1991-07-01 | 4.5 | 4.5 | 4.5 | 4.5 |  | Conventional Hydro | Water |  |  | 16.7 |  | 42.3643 | 167 | 0.000167
R1451 | New York Power Authority | Jarvis 2 | E | 23743 | Hinckley | Oneida | NY | 1991-07-01 | 4.5 | 4.5 | 4.5 | 4.5 |  | Conventional Hydro | Water |  |  | 11.9 |  | 30.1877 | 119 | 0.000119
R1452 | New York Power Authority | Kent | J | 24152 | Brooklyn | Kings | NY | 2001-08-01 | 47 | 46.9 | 46 | 45 |  | Combustion Turbine | Natural Gas |  |  | 47 |  | 11.4155 | 20821 | 0.020821
R1453 | New York Power Authority | Lewiston PS (Fleet) | A | 23760 | Niagara Falls | Niagara | NY | 1961-01-01 | 240 | 240 | 240 | 240 |  | Pumped Storage Hydro | Water |  |  | 464.3 |  | 22.0843 | 4643 | 0.004643
R1454 | New York Power Authority | Moses Niagara (Fleet) | A | 23760 | Niagara Falls | Niagara | NY | 1961-01-01 | 2860 | 2460 | 2435 | 2447.3 |  | Conventional Hydro | Water |  |  | 14631.8 |  | 58.402 | 146318 | 0.14632
R1455 | New York Power Authority | Neversink | G | 23608 | Grahamsville | Sullivan | NY | 1953-12-01 | 25 | 22 | 25 | 25 |  | Conventional Hydro | Water |  |  | 23 |  | 10.5023 | 230 | 0.00023
R1456 | New York Power Authority | Pouch | J | 24155 | Staten Island | Richmond | NY | 2001-08-01 | 47 | 47.1 | 46 | 46 |  | Combustion Turbine | Natural Gas |  |  | 66.5 |  | 16.1518 | 29459.5 | 0.029459
R1457 | New York Power Authority | St Lawrence - FDR (Fleet) | D | 23600 | Massena | St Lawrence | NY | 1958-07-01 | 1088 | 856 | 856 | 823.6 |  | Conventional Hydro | Water |  |  | 7113.4 |  | 74.6353 | 71134 | 0.071134
R1458 | New York Power Authority | Vernon Blvd 2 | J | 24162 | Queens | Queens | NY | 2001-08-01 | 47 | 46.2 | 40 | 40 |  | Combustion Turbine | Natural Gas |  |  | 28 |  | 6.8007 | 12404 | 0.012404
R1459 | New York Power Authority | Vernon Blvd 3 | J | 24163 | Queens | Queens | NY | 2001-08-01 | 47 | 43.8 | 39.9 | 39.9 |  | Combustion Turbine | Natural Gas |  |  | 23.7 |  | 5.7563 | 10499.1 | 0.010499
R1460 | New York Power Authority | Vischer Ferry 1 | F | 24020 | Vischer Ferry | Saratoga | NY | 1991-07-01 | 2.8 | 3.2 | 2.8 | 2.9 |  | Conventional Hydro | Water |  |  | 0.8 |  | 3.2616 | 8 | 8e-06
R1461 | New York Power Authority | Vischer Ferry 2 | F | 24020 | Vischer Ferry | Saratoga | NY | 1991-07-01 | 2.8 | 3.2 | 2.8 | 2.9 |  | Conventional Hydro | Water |  |  | 15 |  | 61.1546 | 150 | 0.00015
R1462 | New York Power Authority | Vischer Ferry 3 | F | 24020 | Vischer Ferry | Saratoga | NY | 1991-07-01 | 3 | 3.2 | 3 | 2.9 |  | Conventional Hydro | Water |  |  | 12.8 |  | 48.7062 | 128 | 0.000128
R1463 | New York Power Authority | Vischer Ferry 4 | F | 24020 | Vischer Ferry | Saratoga | NY | 1991-07-01 | 3 | 3.2 | 3 | 2.9 |  | Conventional Hydro | Water |  |  | 0.6 |  | 2.2831 | 6 | 6e-06
R1464 | New York State Elec. & Gas Corp. | AA Dairy | C | 5013 | Ithaca | Tompkins | NY | 1998-06-01 | 0.1 |  | 0 | 0 |  | Internal Combustion | Bio Gas
R1465 | New York State Elec. & Gas Corp. | Alice Falls 1 | D | 23915 | Ausable | Clinton | NY | 1991-11-01 | 1.5 | 1.6 | 0 | 0 |  | Conventional Hydro | Water
R1466 | New York State Elec. & Gas Corp. | Alice Falls 2 | D | 23915 | Ausable | Clinton | NY | 1991-11-01 | 0.6 | 0.6 | 0 | 0 |  | Conventional Hydro | Water
R1467 | New York State Elec. & Gas Corp. | Allegheny 8 | C | 23528 | Kittanning PA | Armstrong | PA | 1990-10-01 | 16 | 14.7 | 16 | 16 |  | Conventional Hydro | Water |  |  | 93.9 |  | 66.9949 | 939 | 0.000939
R1468 | New York State Elec. & Gas Corp. | Allegheny 9 | C | 23528 | Kittanning PA | Armstrong | PA | 1990-10-01 | 22 | 20.2 | 22 | 22 |  | Conventional Hydro | Water |  |  | 112 |  | 58.1154 | 1120 | 0.00112
R1469 | New York State Elec. & Gas Corp. | Auburn - Mill St. | C | 5014 | Auburn | Cayuga | NY | 1981-10-01 | 0.4 |  | 0 | 0 |  | Conventional Hydro | Water
R1470 | New York State Elec. & Gas Corp. | Auburn - No. Div.St | C | 5015 | Auburn | Cayuga | NY | 1992-12-01 | 0.8 |  | 0 | 0 |  | Conventional Hydro | Water
R1471 | New York State Elec. & Gas Corp. | Auburn - State St. | C | 24147 | Auburn | Cayuga | NY | 1995-01-01 | 7.4 | 5.8 | 5.5 | 7.2 |  | Combustion Turbine | Natural Gas |  |  | 0.2 |  | 0.30853 | 88.6 | 8.86e-05
R1472 | New York State Elec. & Gas Corp. | Broome LFGE | C | 323600 | Binghamton | Broome | NY | 2007-09-01 | 2.1 | 2.1 | 2.1 | 2.1 |  | Internal Combustion | Bio Gas |  |  | 11.4 |  | 61.97 | 125.4 | 0.0001254
R1473 | New York State Elec. & Gas Corp. | Cadyville 1 | D | 23628 | Schuyler Falls | Clinton | NY | 1921-08-01 | 1.2 | 1 | 1.2 | 1.2 |  | Conventional Hydro | Water
R1474 | New York State Elec. & Gas Corp. | Cadyville 2 | D | 23628 | Schuyler Falls | Clinton | NY | 1921-08-01 | 1.2 | 1 | 1.2 | 1.2 |  | Conventional Hydro | Water |  |  | 4.3 |  | 40.9056 | 43 | 4.3e-05
R1475 | New York State Elec. & Gas Corp. | Cadyville 3 | D | 23628 | Schuyler Falls | Clinton | NY | 1986-09-01 | 3.1 | 2.7 | 3.1 | 3.1 |  | Conventional Hydro | Water |  |  | 19.6 |  | 72.1756 | 196 | 0.000196
R1476 | New York State Elec. & Gas Corp. | Chasm Falls Hydro | D | 5016 | Chateaugay | Franklin | NY | 1982-03-01 | 1.6 |  | 0 | 0 |  | Conventional Hydro | Water
R1477 | New York State Elec. & Gas Corp. | Croton Falls Hydro | I | 5017 | North Salem | Westchester | NY | 1987-01-01 | 0.2 |  | 0 | 0 |  | Conventional Hydro | Water
R1478 | New York State Elec. & Gas Corp. | Harris Lake | D | 5018 | Newcomb | Essex | NY | 1967-08-01 | 1.7 |  | 0 | 0 |  | Internal Combustion | No. 2 Fuel Oil
R1479 | New York State Elec. & Gas Corp. | High Falls 1 | D | 23628 | Saranac | Clinton | NY | 1948-08-01 | 4 | 4.3 | 4 | 4 |  | Conventional Hydro | Water |  |  | 19.4 |  | 55.3653 | 194 | 0.000194
R1480 | New York State Elec. & Gas Corp. | High Falls 2 | D | 23628 | Saranac | Clinton | NY | 1949-08-01 | 4 | 4.3 | 4 | 4 |  | Conventional Hydro | Water |  |  | 25.1 |  | 71.6324 | 251 | 0.000251
R1481 | New York State Elec. & Gas Corp. | High Falls 3 | D | 23628 | Saranac | Clinton | NY | 1956-08-01 | 7 | 8.2 | 7 | 7 |  | Conventional Hydro | Water |  |  | 21.8 |  | 35.5512 | 218 | 0.000218
R1482 | New York State Elec. & Gas Corp. | Kent Falls 1 | D | 23628 | Schuyler Falls | Clinton | NY | 1928-08-01 | 3.6 | 3 | 3.6 | 3.6 |  | Conventional Hydro | Water |  |  | 11 |  | 34.8808 | 110 | 0.00011
R1483 | New York State Elec. & Gas Corp. | Kent Falls 2 | D | 23628 | Schuyler Falls | Clinton | NY | 1928-08-01 | 3.6 | 3 | 3.6 | 3.6 |  | Conventional Hydro | Water
R1484 | New York State Elec. & Gas Corp. | Kent Falls 3 | D | 23628 | Schuyler Falls | Clinton | NY | 1985-07-01 | 6.4 | 6 | 6.4 | 6.4 |  | Conventional Hydro | Water |  |  | 28.6 |  | 51.0131 | 286 | 0.000286
R1485 | New York State Elec. & Gas Corp. | Lower Saranac 1 | D | 23913 | Schuyler Falls | Clinton | NY | 1990-10-01 | 3.2 | 3.5 | 0 | 0 |  | Conventional Hydro | Water
R1486 | New York State Elec. & Gas Corp. | Lower Saranac 2 | D | 23913 | Schuyler Falls | Clinton | NY | 1990-10-01 | 3.2 | 3.5 | 0 | 0 |  | Conventional Hydro | Water
R1487 | New York State Elec. & Gas Corp. | Lower Saranac 3 | D | 23913 | Schuyler Falls | Clinton | NY | 1990-10-01 | 0.3 | 2.9 | 0 | 0 |  | Conventional Hydro | Water
R1488 | New York State Elec. & Gas Corp. | Mechanicville 1 | F | 23645 | Stillwater | Saratoga | NY | 1983-09-01 | 9.2 | 10 | 9.2 | 9.3 |  | Conventional Hydro | Water |  |  | 43.4 |  | 53.8515 | 434 | 0.000434
R1489 | New York State Elec. & Gas Corp. | Mechanicville 2 | F | 23645 | Stillwater | Saratoga | NY | 1983-09-01 | 9.3 | 10 | 9.3 | 9.3 |  | Conventional Hydro | Water |  |  | 3.1 |  | 3.8052 | 31 | 3.1e-05
R1490 | New York State Elec. & Gas Corp. | Mill C 1 | D | 23628 | Plattsburgh | Clinton | NY | 1944-08-01 | 1 | 0.9 | 1 | 1 |  | Conventional Hydro | Water |  |  | 4.3 |  | 49.0868 | 43 | 4.3e-05
R1491 | New York State Elec. & Gas Corp. | Mill C 2 | D | 23628 | Plattsburgh | Clinton | NY | 1943-08-01 | 1.2 | 1.2 | 1.2 | 1.2 |  | Conventional Hydro | Water |  |  | 3.6 |  | 34.2466 | 36 | 3.6e-05
R1492 | New York State Elec. & Gas Corp. | Mill C 3 | D | 23628 | Plattsburgh | Clinton | NY | 1984-11-01 | 3.8 | 3.7 | 3.8 | 3.8 |  | Conventional Hydro | Water |  |  | 16.9 |  | 50.769 | 169 | 0.000169
R1493 | New York State Elec. & Gas Corp. | Montville Falls | C | 5019 | Moravia | Cayuga | NY | 1992-08-01 | 0.2 |  | 0 | 0 |  | Conventional Hydro | Water
R1494 | New York State Elec. & Gas Corp. | Rainbow Falls 1 | D | 23628 | Ausable | Clinton | NY | 1926-08-01 | 1.3 | 1.5 | 1.3 | 1.3 |  | Conventional Hydro | Water
R1495 | New York State Elec. & Gas Corp. | Rainbow Falls 2 | D | 23628 | Ausable | Clinton | NY | 1927-08-01 | 1.3 | 1.5 | 1.3 | 1.3 |  | Conventional Hydro | Water
R1496 | New York State Elec. & Gas Corp. | Waterloo 2 | C | 5020 | Waterloo | Seneca | NY | 1998-06-01 | 0.534 |  | 0 | 0 |  | Conventional Hydro | Water
R1497 | New York State Elec. & Gas Corp. | Waterloo 3 | C | 5021 | Waterloo | Seneca | NY | 1998-06-01 | 0.533 |  | 0 | 0 |  | Conventional Hydro | Water
R1498 | New York State Elec. & Gas Corp. | Waterloo 4 | C | 5022 | Waterloo | Seneca | NY | 1998-06-01 | 0.533 |  | 0 | 0 |  | Conventional Hydro | Water
R1499 | Niagara Generation, LLC | Niagara Bio-Gen (IIFO - 1/1/2016) | A | 23895 | Niagara Falls | Niagara | NY | 1991-08-01 | 56 | 50.5 | 0 | 0 |  | Steam Turbine (Fossil) | Wood |  |  |  | ( I )
R1500 | Niagara Mohawk Power Corp. | Adams Hydro | E | 23633 | Adams | Jefferson | NY | 1987-11-01 | 0.2 |  | 0 | 0 |  | Conventional Hydro | Water
R1501 | Niagara Mohawk Power Corp. | Algon.-Herkimer | E | 23633 | Herkimer | Herkimer | NY | 1987-12-01 | 1.6 |  | 0 | 0 |  | Conventional Hydro | Water
R1502 | Niagara Mohawk Power Corp. | Algon.-Otter Creek | E | 23633 | Greig | Lewis | NY | 1986-11-01 | 0.5 |  | 0 | 0 |  | Conventional Hydro | Water |  |  | 0.9 |  | 20.5479 | 9 | 9e-06
R1503 | Niagara Mohawk Power Corp. | Allied Frozen Storage | A | 23774 | Cheektowaga | Erie | NY | 2008-05-01 | 0.1 |  | 0 | 0 |  | Internal Combustion | Natural Gas
R1504 | Niagara Mohawk Power Corp. | Azure Mountain | D | 24055 | St. Regis Falls | Franklin | NY | 1993-08-01 | 0.6 |  | 0 | 0 |  | Conventional Hydro | Water |  |  | 2.4 |  | 45.6621 | 24 | 2.4e-05
R1505 | Niagara Mohawk Power Corp. | Beaver Falls #1 | E | 23633 | Beaver Falls | Lewis | NY | 1986-01-01 | 1.5 |  | 0 | 0 |  | Conventional Hydro | Water |  |  | 8.6 |  | 65.449 | 86 | 8.6e-05
R1506 | Niagara Mohawk Power Corp. | Beaver Falls #2 | E | 23633 | Beaver Falls | Lewis | NY | 1986-01-01 | 1 |  | 0 | 0 |  | Conventional Hydro | Water |  |  | 4.9 |  | 55.9361 | 49 | 4.9e-05
R1507 | Niagara Mohawk Power Corp. | Bellows Towers | D | 24055 | Malone | Franklin | NY | 1987-06-01 | 0.2 |  | 0 | 0 |  | Conventional Hydro | Water
R1508 | Niagara Mohawk Power Corp. | Black River Hyd#1 - Rock Isl. | E | 23633 | Port Leyden | Lewis | NY | 1984-07-01 | 1.9 |  | 0 | 0 |  | Conventional Hydro | Water |  |  | 4.1 |  | 24.6335 | 41 | 4.1e-05
R1509 | Niagara Mohawk Power Corp. | Black River Hyd#2 - Denley | E | 23633 | Port Leyden | Lewis | NY | 1985-12-01 | 1.6 |  | 0 | 0 |  | Conventional Hydro | Water |  |  | 2.2 |  | 15.6963 | 22 | 2.2e-05
R1510 | Niagara Mohawk Power Corp. | Black River Hyd#3 - Pt. Leyden | E | 23633 | Port Leyden | Lewis | NY | 1984-07-01 | 2.2 |  | 0 | 0 |  | Conventional Hydro | Water |  |  | 13.9 |  | 72.1254 | 139 | 0.000139
R1511 | Niagara Mohawk Power Corp. | Boralex - Hudson Falls | F | 24011 | Hudson Falls | Washington | NY | 1995-10-01 | 44 | 43.7 | 0 | 0 |  | Conventional Hydro | Water |  |  | 168.4 |  | 43.6903 | 1684 | 0.001684
R1512 | Niagara Mohawk Power Corp. | Boralex - Middle Falls | F | 23643 | Easton | Washington | NY | 1989-12-01 | 2.2 |  | 0 | 0 |  | Conventional Hydro | Water |  |  | 12.3 |  | 63.8232 | 123 | 0.000123
R1513 | Niagara Mohawk Power Corp. | Boralex - South Glens Falls | F | 24028 | Moreau | Saratoga | NY | 1994-12-01 | 13.8 | 14.8 | 0 | 0 |  | Conventional Hydro | Water |  |  | 59.5 |  | 49.2191 | 595 | 0.000595
R1514 | Niagara Mohawk Power Corp. | Burrstone Energy Center, LLC LU | E | 23633 | Utica | Oneida | NY | 2009-11-01 | 1.1 |  | 0 | 0 |  | Internal Combustion | Natural Gas |  |  | 0.7 |  | 7.2644 | 310.1 | 0.0003101
R1515 | Niagara Mohawk Power Corp. | Burrstone Energy Center, LLC U | E | 23633 | Utica | Oneida | NY | 2009-11-01 | 2.2 |  | 0 | 0 |  | Internal Combustion | Natural Gas |  |  | 0.1 |  | 0.51889 | 44.3 | 4.43e-05
R1516 | Niagara Mohawk Power Corp. | Burt Dam Hydro | A | 23774 | Burt | Niagara | NY | 1987-12-01 | 0.6 |  | 0 | 0 |  | Conventional Hydro | Water |  |  | 1.6 |  | 30.4414 | 16 | 1.6e-05
R1517 | Niagara Mohawk Power Corp. | C.H.I. (Dexter) Hydro | E | 23633 | Dexter | Jefferson | NY | 1988-01-01 | 4.2 |  | 0 | 0 |  | Conventional Hydro | Water |  |  | 20.3 |  | 55.175 | 203 | 0.000203
R1518 | Niagara Mohawk Power Corp. | C.H.I. (Diamond Is) | E | 23633 | Watertown | Jefferson | NY | 1986-01-01 | 1.2 |  | 0 | 0 |  | Conventional Hydro | Water |  |  | 5.3 |  | 50.4186 | 53 | 5.3e-05
R1519 | Niagara Mohawk Power Corp. | C.H.I. (Fowler) | E | 23633 | Fowler | Lewis | NY | 1986-01-01 | 0.6 |  | 0 | 0 |  | Conventional Hydro | Water |  |  | 3.5 |  | 66.5906 | 35 | 3.5e-05
R1520 | Niagara Mohawk Power Corp. | C.H.I. (Hailsboro #3) | E | 23633 | Hailsboro | St Lawrence | NY | 1986-01-01 | 0.75 |  | 0 | 0 |  | Conventional Hydro | Water |  |  | 3.6 |  | 54.7945 | 36 | 3.6e-05
R1521 | Niagara Mohawk Power Corp. | C.H.I. (Hailsboro #4) | E | 23633 | Hailsboro | St Lawrence | NY | 1986-01-01 | 1.4 |  | 0 | 0 |  | Conventional Hydro | Water |  |  | 9.9 |  | 80.7241 | 99 | 9.9e-05
R1522 | Niagara Mohawk Power Corp. | C.H.I. (Hailsboro #6) | E | 23633 | Hailsboro | St Lawrence | NY | 1986-01-01 | 0.8 |  | 0 | 0 |  | Conventional Hydro | Water |  |  | 4.1 |  | 58.5046 | 41 | 4.1e-05
R1523 | Niagara Mohawk Power Corp. | C.H.I. (Theresa) | E | 23633 | Theresa | St Lawrence | NY | 1986-01-01 | 1.3 |  | 0 | 0 |  | Conventional Hydro | Water |  |  | 6.1 |  | 53.5652 | 61 | 6.1e-05
R1524 | Niagara Mohawk Power Corp. | Cal Ban Power | A | 23774 | Allegany | Allegany | NY | 1995-06-01 | 0.1 |  | 0 | 0 |  | Internal Combustion | Natural Gas
R1525 | Niagara Mohawk Power Corp. | Cellu-Tissue Corp - Natural Dam | E | 23633 | Gouverneur | St Lawrence | NY | 1986-01-01 | 1 |  | 0 | 0 |  | Conventional Hydro | Water
R1526 | Niagara Mohawk Power Corp. | Champlain Spinner | F | 23643 | Whitehall | Essex | NY | 1992-07-01 | 0.4 |  | 0 | 0 |  | Conventional Hydro | Water |  |  | 1.4 |  | 39.9543 | 14 | 1.4e-05
R1527 | Niagara Mohawk Power Corp. | CHI-LaChute | F | 1654 | Ticonderoga | Essex | NY | 1987-12-01 | 9 | 8.9 | 0 | 0 |  | Conventional Hydro | Water |  |  | 21.4 |  | 27.1436 | 214 | 0.000214
R1528 | Niagara Mohawk Power Corp. | Chittenden Falls | F | 23643 | Stuyvesant | Columbia | NY | 1995-12-01 | 0.6 |  | 0 | 0 |  | Conventional Hydro | Water
R1529 | Niagara Mohawk Power Corp. | Christine Falls Hydro | F | 23643 | Wells | Hamilton | NY | 1987-12-01 | 0.85 |  | 0 | 0 |  | Conventional Hydro | Water |  |  | 2.4 |  | 32.2321 | 24 | 2.4e-05
R1530 | Niagara Mohawk Power Corp. | City of Oswego (High Dam) | C | 23634 | Oswego | Oswego | NY | 1994-02-01 | 11.9 |  | 0 | 0 |  | Conventional Hydro | Water |  |  | 34.4 |  | 32.9995 | 344 | 0.000344
R1531 | Niagara Mohawk Power Corp. | City of Utica - Sand Road | E | 23633 | Utica | Oneida | NY | 1993-05-01 | 0.2 |  | 0 | 0 |  | Conventional Hydro | Water |  |  | 1.6 |  | 91.3242 | 16 | 1.6e-05
R1532 | Niagara Mohawk Power Corp. | City of Utica -Trenton Falls | E | 23633 | Utica | Oneida | NY | 1993-02-01 | 0.2 |  | 0 | 0 |  | Conventional Hydro | Water |  |  | 0.5 |  | 28.5388 | 5 | 5e-06
R1533 | Niagara Mohawk Power Corp. | City of Watertown | E | 23633 | Watertown | Jefferson | NY | 1986-01-01 | 8.1 |  | 0 | 0 |  | Conventional Hydro | Water |  |  | 12.2 |  | 17.1938 | 122 | 0.000122
R1534 | Niagara Mohawk Power Corp. | City of Watervliet Hydro | F | 23643 | Guilderland | Albany | NY | 1986-01-01 | 1.5 |  | 0 | 0 |  | Conventional Hydro | Water |  |  | 1.7 |  | 12.9376 | 17 | 1.7e-05
R1535 | Niagara Mohawk Power Corp. | Cons. HY-Victory | F | 23643 | Victory Falls | Saratoga | NY | 1986-12-01 | 1.7 |  | 0 | 0 |  | Conventional Hydro | Water |  |  | 4.6 |  | 30.8891 | 46 | 4.6e-05
R1536 | Niagara Mohawk Power Corp. | Copenhagen Assoc. | E | 23633 | Copenhagen | Lewis | NY | 1986-01-01 | 3.3 |  | 0 | 0 |  | Conventional Hydro | Water |  |  | 8.1 |  | 28.0199 | 81 | 8.1e-05
R1537 | Niagara Mohawk Power Corp. | Cottrell Paper | F | 23643 | Rock City Falls | Saratoga | NY | 1987-01-01 | 0.3 |  | 0 | 0 |  | Conventional Hydro | Water |  |  | 0.1 |  | 3.8052 | 1 | 1e-06
R1538 | Niagara Mohawk Power Corp. | Cranberry Lake | E | 23633 | Cranberry Lake | Lewis | NY | 1987-12-01 | 0.5 |  | 0 | 0 |  | Conventional Hydro | Water |  |  | 1.3 |  | 29.6804 | 13 | 1.3e-05
R1539 | Niagara Mohawk Power Corp. | Edison Hydro Electric | F | 23643 | Stottville | Columbia | NY | 2009-11-01 | 0.3 |  | 0 | 0 |  | Conventional Hydro | Water |  |  | 1.6 |  | 60.8828 | 16 | 1.6e-05
R1540 | Niagara Mohawk Power Corp. | Empire Hydro Partners | E | 23633 | Port Leyden | Lewis | NY | 1984-11-01 | 1 |  | 0 | 0 |  | Conventional Hydro | Water |  |  | 4 |  | 45.6621 | 40 | 4e-05
R1541 | Niagara Mohawk Power Corp. | Finch Paper LLC - Glens Falls | F | 23643 | Glens Falls | Warren | NY | 2009-11-01 | 11.8 |  | 0 | 0 |  | Conventional Hydro | Water |  |  | 1.1 |  | 1.0642 | 11 | 1.1e-05
R1542 | Niagara Mohawk Power Corp. | Finch Pruyn | F | 23643 | Glens Falls | Warren | NY | 1989-12-01 | 29 |  | 0 | 0 |  | Conventional Hydro | Water
R1543 | Niagara Mohawk Power Corp. | Forestport Hydro | E | 23633 | Forrestport | Oneida | NY | 1987-12-01 | 3.4 |  | 0 | 0 |  | Conventional Hydro | Water |  |  | 9.5 |  | 31.8963 | 95 | 9.5e-05
R1544 | Niagara Mohawk Power Corp. | Fort Miller Assoc (Hudson River) | F | 23643 | Schuylerville | Saratoga | NY | 1985-10-01 | 5 |  | 0 | 0 |  | Conventional Hydro | Water |  |  | 19.3 |  | 44.0639 | 193 | 0.000193
R1545 | Niagara Mohawk Power Corp. | Fortis - Dolgeville | E | 23807 | Dolgeville | Herkimer | NY | 1985-07-01 | 5 | 6.3 | 0 | 0 |  | Conventional Hydro | Water |  |  | 2.4 |  | 5.4795 | 24 | 2.4e-05
R1546 | Niagara Mohawk Power Corp. | Fortis Energy - Philadelphia | E | 1656 | Philadelphia | Jefferson | NY | 1986-08-01 | 3.6 | 3.2 | 0 | 0 |  | Conventional Hydro | Water |  |  | 6.1 |  | 19.343 | 61 | 6.1e-05
R1547 | Niagara Mohawk Power Corp. | Fortis Energy - Diana | E | 23633 | Diana | Lewis | NY | 1985-07-01 | 1.8 |  | 0 | 0 |  | Conventional Hydro | Water |  |  | 4.3 |  | 27.2704 | 43 | 4.3e-05
R1548 | Niagara Mohawk Power Corp. | Fortis Energy - Moose River | E | 24016 | Lyonsdale | Lewis | NY | 1987-09-01 | 12.6 | 12 | 0 | 0 |  | Conventional Hydro | Water |  |  | 50.5 |  | 45.7527 | 505 | 0.000505
R1549 | Niagara Mohawk Power Corp. | Franklin Hydro | D | 24055 | Franklin Falls | Franklin | NY | 1995-03-01 | 0.3 |  | 0 | 0 |  | Conventional Hydro | Water
R1550 | Niagara Mohawk Power Corp. | General Mills Inc | A | 23808 | Buffalo | Erie | NY | 1988-12-01 | 3.8 | 3.8 | 0 | 0 |  | Combustion Turbine | Natural Gas |  |  | 7.6 |  | 22.8311 | 3366.8 | 0.0033668
R1551 | Niagara Mohawk Power Corp. | Gloversville Johnstown WWT | F | 23643 | Gloversville | Fulton | NY | 2010-01-01 | 0.7 |  | 0 | 0 |  | Internal Combustion | Bio Gas |  |  | 1.4 |  | 22.8311 | 15.4 | 1.54e-05
R1552 | Niagara Mohawk Power Corp. | Green Island Power Authority | F | 23643 | Green Island | Albany | NY | 1971-01-01 | 6 |  | 0 | 0 |  | Conventional Hydro | Water |  |  | 35.4 |  | 67.3516 | 354 | 0.000354
R1553 | Niagara Mohawk Power Corp. | Hewittville Hydro | E | 23633 | Potsdam | St Lawrence | NY | 1984-07-01 | 3 |  | 0 | 0 |  | Conventional Hydro | Water |  |  | 13.9 |  | 52.8919 | 139 | 0.000139
R1554 | Niagara Mohawk Power Corp. | Hollings&Vose-Center | F | 23643 | Easton | Washington | NY | 1986-01-01 | 0.4 |  | 0 | 0 |  | Conventional Hydro | Water |  |  | 0.7 |  | 19.9772 | 7 | 7e-06
R1555 | Niagara Mohawk Power Corp. | Hollings&Vose-Lower | F | 23643 | Easton | Washington | NY | 1986-01-01 | 0.4 |  | 0 | 0 |  | Conventional Hydro | Water
R1556 | Niagara Mohawk Power Corp. | Hollings&Vose-Upper | F | 23643 | Easton | Washington | NY | 1986-01-01 | 0.4 |  | 0 | 0 |  | Conventional Hydro | Water
R1557 | Niagara Mohawk Power Corp. | Hollow Dam Power | E | 23633 | Saint Lawrence | St Lawrence | NY | 1987-12-01 | 1 |  | 0 | 0 |  | Conventional Hydro | Water |  |  | 2.5 |  | 28.5388 | 25 | 2.5e-05
R1558 | Niagara Mohawk Power Corp. | Hoosick Falls | F | 23643 | Hoosick Falls | Rensselaer | NY | 1988-08-01 | 0.6 |  | 0 | 0 |  | Conventional Hydro | Water
R1559 | Niagara Mohawk Power Corp. | Hydrocarbon-Algny | A | 23774 | Allegany | Allegany | NY | 1992-12-01 | 0.2 |  | 0 | 0 |  | Internal Combustion | Natural Gas
R1560 | Niagara Mohawk Power Corp. | Indian Falls HY | E | 23633 | Theresa | Jefferson | NY | 1986-01-01 | 0.3 |  | 0 | 0 |  | Conventional Hydro | Water
R1561 | Niagara Mohawk Power Corp. | International Paper - Curtis | F | 1655 | Corinth | Saratoga | NY | 1986-01-01 | 9.8 | 30.8 | 0 | 0 |  | Conventional Hydro | Water |  |  | 263.8 | ( G ) |  | 2638 | 0.002638
R1562 | Niagara Mohawk Power Corp. | International Paper - Palmer | F | 1655 | Corinth | Saratoga | NY | 1986-01-01 | 49.2 | 30.8 | 0 | 0 |  | Conventional Hydro | Water
R1563 | Niagara Mohawk Power Corp. | Kayuta Lake | E | 23633 | Kayuta | Oneida | NY | 1988-05-01 | 0.4 |  | 0 | 0 |  | Conventional Hydro | Water |  |  | 1.9 |  | 54.2237 | 19 | 1.9e-05
R1564 | Niagara Mohawk Power Corp. | Kings Falls | E | 23633 | Copenhagen | Lewis | NY | 1988-05-01 | 1.6 |  | 0 | 0 |  | Conventional Hydro | Water |  |  | 0.1 |  | 0.71347 | 1 | 1e-06
R1565 | Niagara Mohawk Power Corp. | Laidlaw Energy | A | 23774 | Ellicottville | Cattaraugus | NY | 1991-07-01 | 3.4 |  | 0 | 0 |  | Combustion Turbine | Natural Gas
R1566 | Niagara Mohawk Power Corp. | Laidlaw Energy | A | 23774 | Ellicottville | Cattaraugus | NY | 1991-07-01 | 2.4 |  | 0 | 0 |  | Steam Turbine (Fossil) | Natural Gas
R1567 | Niagara Mohawk Power Corp. | Little Falls Hydro | E | 24013 | Little Falls | Herkimer | NY | 1987-01-01 | 13 | 12.6 | 0 | 0 |  | Conventional Hydro | Water |  |  | 50 |  | 43.9059 | 500 | 0.0005
R1568 | Niagara Mohawk Power Corp. | Long Falls Hydro | E | 23633 | Carthage | Jefferson | NY | 1991-06-01 | 3.3 |  | 0 | 0 |  | Conventional Hydro | Water |  |  | 8.3 |  | 28.7118 | 83 | 8.3e-05
R1569 | Niagara Mohawk Power Corp. | Lyonsdale Assoc. (Burrows) | E | 23633 | Lyons Falls | Lewis | NY | 1984-07-01 | 3 |  | 0 | 0 |  | Conventional Hydro | Water |  |  | 10.9 |  | 41.4764 | 109 | 0.000109
R1570 | Niagara Mohawk Power Corp. | Mechanicville | F | 23643 | Halfmoon | Saratoga | NY | 2005-03-01 | 3.8 |  | 0 | 0 |  | Conventional Hydro | Water |  |  | 19.4 |  | 58.2793 | 194 | 0.000194
R1571 | Niagara Mohawk Power Corp. | Mount Ida Hydro c/o Ampersand | F | 23643 | Troy | Rensselaer | NY | 1986-01-01 | 3 |  | 0 | 0 |  | Conventional Hydro | Water |  |  | 7.2 |  | 27.3973 | 72 | 7.2e-05
R1572 | Niagara Mohawk Power Corp. | Mountainaire Massage Spa | F | 23643 | Wevertown | Warren | NY | 2009-11-01 |  |  | 0 | 0 |  | Conventional Hydro | Water
R1573 | Niagara Mohawk Power Corp. | Newport Hydro Assoc. | E | 23633 | Newport | Herkimer | NY | 1987-12-01 | 1.7 |  | 0 | 0 |  | Conventional Hydro | Water |  |  | 7.1 |  | 47.6766 | 71 | 7.1e-05
R1574 | Niagara Mohawk Power Corp. | Northbrook Carthage | E | 23633 | Carthage | Jefferson | NY | 1986-01-01 | 4.4 |  | 0 | 0 |  | Conventional Hydro | Water |  |  | 20.9 |  | 54.2237 | 209 | 0.000209
R1575 | Niagara Mohawk Power Corp. | Nottingham High School | C | 23634 | Syracuse | Onondaga | NY | 1988-06-01 | 0.2 |  | 0 | 0 |  | Cogeneration | Natural Gas
R1576 | Niagara Mohawk Power Corp. | Oakvale Construction | D | 24055 | Wilmington | Essex | NY | 2009-11-01 | 0.4 |  | 0 | 0 |  | Conventional Hydro | Water |  |  | 1.2 |  | 34.2466 | 12 | 1.2e-05
R1577 | Niagara Mohawk Power Corp. | Ogdensburg Hydro | E | 23633 | Ogdensburg | St Lawrence | NY | 1987-12-01 | 3.5 |  | 0 | 0 |  | Conventional Hydro | Water |  |  | 9.8 |  | 31.9635 | 98 | 9.8e-05
R1578 | Niagara Mohawk Power Corp. | Onondaga County | C | 23987 | North Syracuse | Onondaga | NY | 1994-12-01 | 39.5 | 32.6 | 0 | 0 |  | Steam Turbine (Fossil) | Refuse |  |  | 198.2 |  | 57.2799 | 4558.6 | 0.0045586
R1579 | Niagara Mohawk Power Corp. | Onondaga Energy Partners | C | 23634 | Onondaga | Onondaga | NY | 1987-12-01 | 1.4 |  | 0 | 0 |  | Internal Combustion | Bio Gas
R1580 | Niagara Mohawk Power Corp. | Oswego County | C | 23634 | Oswego | Oswego | NY | 1986-03-01 | 3.6 |  | 0 | 0 |  | Steam Turbine (Fossil) | Refuse |  |  | 5.2 |  | 16.4891 | 119.6 | 0.0001196
R1581 | Niagara Mohawk Power Corp. | Oswego Hydro Partners LP | C | 23634 | Phoenix | Oswego | NY | 1990-12-01 | 3.4 |  | 0 | 0 |  | Conventional Hydro | Water |  |  | 8.8 |  | 29.5461 | 88 | 8.8e-05
R1582 | Niagara Mohawk Power Corp. | Pyrites Assoc. | E | 24023 | Canton | St Lawrence | NY | 1985-12-01 | 8.2 | 7.5 | 0 | 0 |  | Conventional Hydro | Water |  |  | 24.6 |  | 34.2466 | 246 | 0.000246
R1583 | Niagara Mohawk Power Corp. | ReEnergy LLC | E | 23633 | Watertown | Jefferson | NY | 2013-05-30 | 15.45 |  | 0 | 0 |  | Steam Turbine (Fossil) | Wood | No. 2 Fuel Oil |  | 162.6 |  |  | 4390.2 | 0.0043902
R1584 | Niagara Mohawk Power Corp. | Riverrat Glass & Electric | F | 23643 | Wadhams | Essex | NY | 1986-01-01 | 0.6 |  | 0 | 0 |  | Conventional Hydro | Water |  |  | 2 |  | 38.0518 | 20 | 2e-05
R1585 | Niagara Mohawk Power Corp. | Sandy Hollow Hydro Assoc. | E | 23633 | Sandy Hollow | Jefferson | NY | 1986-09-01 | 0.6 |  | 0 | 0 |  | Conventional Hydro | Water |  |  | 0.8 |  | 15.2207 | 8 | 8e-06
R1586 | Niagara Mohawk Power Corp. | Seneca Limited | C | 23634 | Syracuse | Onondaga | NY | 1985-12-01 | 0.2 |  | 0 | 0 |  | Conventional Hydro | Water
R1587 | Niagara Mohawk Power Corp. | St. Elizabeth Medical Center | E | 23633 | Utica | Oneida | NY | 2012-02-01 | 0.6 |  | 0 | 0 |  | Internal Combustion | Natural Gas |  |  | 0.3 |  | 5.7078 | 132.9 | 0.0001329
R1588 | Niagara Mohawk Power Corp. | Stevens&Thompson Paper Co. | F | 23643 | Middle Falls | Washington | NY | 1987-12-01 | 10.5 |  | 0 | 0 |  | Conventional Hydro | Water |  |  | 23.7 |  | 25.7665 | 237 | 0.000237
R1589 | Niagara Mohawk Power Corp. | Stillwater Assoc. | E | 23633 | Webb | Herkimer | NY | 1987-01-01 | 1.8 |  | 0 | 0 |  | Conventional Hydro | Water |  |  | 5.4 |  | 34.2466 | 54 | 5.4e-05
R1590 | Niagara Mohawk Power Corp. | Stillwater Hydro Partners LP | F | 23643 | Stillwater | Saratoga | NY | 1993-04-01 | 3.4 |  | 0 | 0 |  | Conventional Hydro | Water |  |  | 13.3 |  | 44.6548 | 133 | 0.000133
R1591 | Niagara Mohawk Power Corp. | Stuyvesant Falls Hydro | F | 23643 | Stuyvesant | Columbia | NY | 2013-02-01 | 7 |  | 0 | 0 |  | Conventional Hydro | Water |  |  | 9.6 |  | 15.6556 | 96 | 9.6e-05
R1592 | Niagara Mohawk Power Corp. | Sustainable Bioelectric LLC | A | 23774 | Wheatfield | Niagara | NY | 2014-03-01 | 0.6 |  | 0 | 0 |  | Internal Combustion | Bio Gas |  |  | 0.9 |  | 17.1233 | 9.9 | 9.9e-06
R1593 | Niagara Mohawk Power Corp. | Synergics - Middle Greenwich | F | 23643 | Greenwich | Washington | NY | 1987-12-01 | 0.2 |  | 0 | 0 |  | Conventional Hydro | Water
R1594 | Niagara Mohawk Power Corp. | Synergics - Union Falls | D | 24055 | Union Falls | Clinton | NY | 1987-12-01 | 3 |  | 0 | 0 |  | Conventional Hydro | Water |  |  | 8.2 |  | 31.2024 | 82 | 8.2e-05
R1595 | Niagara Mohawk Power Corp. | Synergics - Upper Greenwich | F | 23643 | Greenwich | Washington | NY | 1987-12-01 | 0.4 |  | 0 | 0 |  | Conventional Hydro | Water
R1596 | Niagara Mohawk Power Corp. | Tannery Island | E | 23633 | Carthage | Jefferson | NY | 1986-01-01 | 1.5 |  | 0 | 0 |  | Conventional Hydro | Water |  |  | 6.9 |  | 52.5114 | 69 | 6.9e-05
R1597 | Niagara Mohawk Power Corp. | Town of Wells (Lake Algonquin) | F | 23643 | Wells | Hamilton | NY | 1987-12-01 | 0.5 |  | 0 | 0 |  | Conventional Hydro | Water |  |  | 1.5 |  | 34.2466 | 15 | 1.5e-05
R1598 | Niagara Mohawk Power Corp. | Tri-City JATC | F | 23643 | Latham | Albany | NY | 2009-11-01 |  |  | 0 | 0 |  | Internal Combustion | Natural Gas
R1599 | Niagara Mohawk Power Corp. | Unionville Hydro | E | 23633 | Potsdam | St Lawrence | NY | 1984-07-01 | 3 |  | 0 | 0 |  | Conventional Hydro | Water |  |  | 12.1 |  | 46.0426 | 121 | 0.000121
R1600 | Niagara Mohawk Power Corp. | United States Gypsum | B | 23774 | Batavia | Genesee | NY | 2009-11-01 | 5.8 |  | 0 | 0 |  | Cogeneration | Natural Gas |  |  | 1.2 |  | 2.3618 | 531.6 | 0.0005316
R1601 | Niagara Mohawk Power Corp. | Valatie Falls | F | 23643 | Valatie | Columbia | NY | 1992-12-01 | 0.1 |  | 0 | 0 |  | Conventional Hydro | Water |  |  | 0.6 |  | 68.4932 | 6 | 6e-06
R1602 | Niagara Mohawk Power Corp. | Valley Falls Assoc. | F | 23643 | Valley Falls | Rensselaer | NY | 1985-08-01 | 2.5 |  | 0 | 0 |  | Conventional Hydro | Water |  |  | 7.4 |  | 33.79 | 74 | 7.4e-05
R1603 | Niagara Mohawk Power Corp. | Village of Gouverneur | E | 23633 | Gouverneur | St Lawrence | NY | 1986-01-01 | 0.1 |  | 0 | 0 |  | Conventional Hydro | Water
R1604 | Niagara Mohawk Power Corp. | Village of Potsdam | E | 23633 | Potsdam | St Lawrence | NY | 1986-01-01 | 0.8 |  | 0 | 0 |  | Conventional Hydro | Water
R1605 | Niagara Mohawk Power Corp. | Village of Potsdam 2 | E | 23633 | Potsdam | St Lawrence | NY | 2014-04-01 | 0.5 |  | 0 | 0 |  | Conventional Hydro | Water
R1606 | Niagara Mohawk Power Corp. | Village of Saranac Lake | D | 24055 | Saranac Lake | Franklin | NY | 1996-12-01 | 0.2 |  | 0 | 0 |  | Conventional Hydro | Water
R1607 | Niagara Mohawk Power Corp. | Wave Hydro LLC | C | 23634 | Baldwinsville | Onondaga | NY | 2010-02-07 | 0.823 |  | 0 | 0 |  | Conventional Hydro | Water |  |  | 0.4 |  | 5.5483 | 4 | 4e-06
R1608 | Niagara Wind Power, LLC | Steel Wind | A | 323596 | Lackawanna | Erie | NY | 2007-01-23 | 20 |  | 0 | 0 |  | Wind Turbine | Wind |  |  | 55.7 |  | 31.7922 | 501.3 | 0.0005013
R1609 | Nine Mile Point Nuclear Station, LLC | Nine Mile Point 1 | C | 23575 | Scriba | Oswego | NY | 1969-11-01 | 641.8 | 630.5 | 625.4 | 634.6 |  | Steam (BWR Nuclear) | Uranium |  |  | 5377.1 |  | 95.641 | 354888.6 | 0.35489
R1610 | Nine Mile Point Nuclear Station, LLC | Nine Mile Point 2 | C | 23744 | Scriba | Oswego | NY | 1988-08-01 | 1320 | 1246.6 | 1291.3 | 1298.7 |  | Steam (BWR Nuclear) | Uranium |  |  | 10115.7 |  | 87.4818 | 667636.2 | 0.66764
R1611 | Noble Altona Windpark, LLC | Altona Wind Power | D | 323606 | Altona | Clinton | NY | 2008-09-23 | 97.5 | 97.5 | 97.5 | 97.5 |  | Wind Turbine | Wind |  |  | 170.1 |  | 19.9157 | 1530.9 | 0.0015309
R1612 | Noble Bliss Windpark, LLC | Bliss Wind Power | A | 323608 | Bliss | Wyoming | NY | 2008-03-20 | 100.5 | 100.5 | 100.5 | 100.5 |  | Wind Turbine | Wind |  |  | 204.4 |  | 23.2172 | 1839.6 | 0.0018396
R1613 | Noble Chateaugay Windpark, LLC | Chateaugay Wind Power | D | 323614 | Chateaugay | Franklin | NY | 2008-10-07 | 106.5 | 106.5 | 106.5 | 106.5 |  | Wind Turbine | Wind |  |  | 209.6 |  | 22.4666 | 1886.4 | 0.0018864
R1614 | Noble Clinton Windpark 1, LLC | Clinton Wind Power | D | 323605 | Clinton | Clinton | NY | 2008-04-09 | 100.5 | 100.5 | 100.5 | 100.5 |  | Wind Turbine | Wind |  |  | 175.1 |  | 19.8891 | 1575.9 | 0.0015759
R1615 | Noble Ellenburg Windpark, LLC | Ellenburg Wind Power | D | 323604 | Ellenburg | Clinton | NY | 2008-03-31 | 81 | 81 | 81 | 81 |  | Wind Turbine | Wind |  |  | 168.8 |  | 23.7894 | 1519.2 | 0.0015192
R1616 | Noble Wethersfield Windpark, LLC | Wethersfield Wind Power | C | 323626 | Wethersfield | Wyoming | NY | 2008-12-11 | 126 | 126 | 126 | 126 |  | Wind Turbine | Wind |  |  | 264.8 |  | 23.9907 | 2383.2 | 0.0023832
R1617 | Northbrook Lyons Falls, LLC | Hampshire Paper | E | 323593 | Gouverneur | St Lawrence | NY | 1987-03-01 | 3.4 | 3.5 | 3.4 | 3.4 |  | Conventional Hydro | Water |  |  | 16.9 |  | 56.7419 | 169 | 0.000169
R1618 | Northbrook Lyons Falls, LLC | Lyons Falls Hydro | E | 23570 | Lyons Falls | Lewis | NY | 1986-01-01 | 8 | 7.3 | 8 | 8 |  | Conventional Hydro | Water |  |  | 43.2 |  | 61.6438 | 432 | 0.000432
R1619 | NRG Power Marketing LLC | Arthur Kill GT 1 | J | 23520 | Staten Island | Richmond | NY | 1970-06-01 | 20 | 16.5 | 12 | 15 |  | Combustion Turbine | Natural Gas |  |  | 0.4 |  | 0.22831 | 177.2 | 0.0001772
R1620 | NRG Power Marketing LLC | Arthur Kill ST 2 | J | 23512 | Staten Island | Richmond | NY | 1959-08-01 | 376.2 | 357.7 | 331 | 337.2 |  | Steam Turbine (Fossil) | Natural Gas |  |  | 640 |  | 19.4204 | 283520 | 0.28352
R1621 | NRG Power Marketing LLC | Arthur Kill ST 3 | J | 23513 | Staten Island | Richmond | NY | 1969-06-01 | 535.5 | 518 | 512.6 | 517.8 |  | Steam Turbine (Fossil) | Natural Gas |  |  | 455.5 |  | 9.7101 | 201786.5 | 0.20179
R1622 | NRG Power Marketing LLC | Astoria GT 05 (IIFO - 1/1/2016) | J | 24106 | Queens | Queens | NY | 1970-06-01 | 19.2 | 16 | 0 | 0 |  | Combustion Turbine | No. 2 Fuel Oil | Kerosene |  |  | ( I )
R1623 | NRG Power Marketing LLC | Astoria GT 07 (IIFO - 1/1/2016) | J | 24107 | Queens | Queens | NY | 1970-06-01 | 19.2 | 15.5 | 0 | 0 |  | Combustion Turbine | No. 2 Fuel Oil | Kerosene |  |  | ( I )
R1624 | NRG Power Marketing LLC | Astoria GT 12 (IIFO - 1/1/2016) | J | 24226 | Queens | Queens | NY | 1971-05-01 | 31.8 | 22.7 | 0 | 0 |  | Combustion Turbine | No. 2 Fuel Oil | Kerosene |  |  | ( I )
R1625 | NRG Power Marketing LLC | Astoria GT 13 (IIFO - 1/1/2016) | J | 24227 | Queens | Queens | NY | 1971-05-01 | 31.8 | 24 | 0 | 0 |  | Combustion Turbine | No. 2 Fuel Oil | Kerosene |  |  | ( I )
R1626 | NRG Power Marketing LLC | Astoria GT 2-1 | J | 24094 | Queens | Queens | NY | 1970-06-01 | 46.5 | 41.2 | 36.4 | 44 | YES | Jet Engine | Kerosene | Natural Gas |  | 3.8 |  | 0.93288 | 988 | 0.000988
R1627 | NRG Power Marketing LLC | Astoria GT 2-2 | J | 24095 | Queens | Queens | NY | 1970-06-01 | 46.5 | 42.4 | 33.2 | 43.1 | YES | Jet Engine | Kerosene | Natural Gas |  | 4.9 |  | 1.2029 | 1274 | 0.001274
R1628 | NRG Power Marketing LLC | Astoria GT 2-3 | J | 24096 | Queens | Queens | NY | 1970-06-01 | 46.5 | 41.2 | 35.9 | 45 | YES | Jet Engine | Kerosene | Natural Gas |  | 2.4 |  | 0.58919 | 624 | 0.000624
R1629 | NRG Power Marketing LLC | Astoria GT 2-4 | J | 24097 | Queens | Queens | NY | 1970-06-01 | 46.5 | 41 | 34.7 | 45 | YES | Jet Engine | Kerosene | Natural Gas |  | 3.6 |  | 0.88378 | 936 | 0.000936
R1630 | NRG Power Marketing LLC | Astoria GT 3-1 | J | 24098 | Queens | Queens | NY | 1970-06-01 | 46.5 | 41.2 | 33.7 | 43.6 | YES | Jet Engine | Kerosene | Natural Gas |  | 5.9 |  | 1.4484 | 1534 | 0.001534
R1631 | NRG Power Marketing LLC | Astoria GT 3-2 | J | 24099 | Queens | Queens | NY | 1970-06-01 | 46.5 | 43.5 | 35.2 | 45 | YES | Jet Engine | Kerosene | Natural Gas |  | 4.6 |  | 1.1293 | 1196 | 0.001196
R1632 | NRG Power Marketing LLC | Astoria GT 3-3 | J | 24100 | Queens | Queens | NY | 1970-06-01 | 46.5 | 43 | 33.6 | 43.8 | YES | Jet Engine | Kerosene | Natural Gas |  | 2.8 |  | 0.68739 | 728 | 0.000728
R1633 | NRG Power Marketing LLC | Astoria GT 3-4 | J | 24101 | Queens | Queens | NY | 1970-06-01 | 46.5 | 43 | 36.5 | 45 | YES | Jet Engine | Kerosene | Natural Gas |  | 2.6 |  | 0.63829 | 676 | 0.000676
R1634 | NRG Power Marketing LLC | Astoria GT 4-1 | J | 24102 | Queens | Queens | NY | 1970-07-01 | 46.5 | 42.6 | 34 | 43.9 | YES | Jet Engine | Kerosene | Natural Gas |  | 4.2 |  | 1.0311 | 1092 | 0.001092
R1635 | NRG Power Marketing LLC | Astoria GT 4-2 | J | 24103 | Queens | Queens | NY | 1970-07-01 | 46.5 | 41.4 | 34.1 | 43.4 | YES | Jet Engine | Kerosene | Natural Gas |  | 4.5 |  | 1.1047 | 1170 | 0.00117
R1636 | NRG Power Marketing LLC | Astoria GT 4-3 | J | 24104 | Queens | Queens | NY | 1970-07-01 | 46.5 | 41.1 | 34 | 43.1 | YES | Jet Engine | Kerosene | Natural Gas |  | 5.1 |  | 1.252 | 1326 | 0.001326
R1637 | NRG Power Marketing LLC | Astoria GT 4-4 | J | 24105 | Queens | Queens | NY | 1970-07-01 | 46.5 | 42.8 | 32.5 | 42 | YES | Jet Engine | Kerosene | Natural Gas |  | 3.6 |  | 0.88378 | 936 | 0.000936
R1638 | NRG Power Marketing LLC | Huntley 67 (RET - 3/1/2016) | A | 23561 | Tonawanda | Erie | NY | 1957-12-01 | 218 | 196.5 | 0 | 0 |  | Steam Turbine (Fossil) | Bituminous Coal |  |  | 92.8 | ( 3 ) ( R ) | 4.8595 | 92800 | 0.0928
R1639 | NRG Power Marketing LLC | Huntley 68 (RET - 3/1/2016) | A | 23562 | Tonawanda | Erie | NY | 1958-12-01 | 218 | 198 | 0 | 0 |  | Steam Turbine (Fossil) | Bituminous Coal |  |  | 162.9 | ( 4 ) ( R ) | 8.5302 | 162900 | 0.1629
R1640 | NRG Power Marketing LLC | Oswego 5 | C | 23606 | Oswego | Oswego | NY | 1976-02-01 | 901.8 | 850.3 | 815.5 | 822.5 |  | Steam Turbine (Fossil) | No. 6 Fuel Oil |  |  | 17.1 |  | 0.21646 | 12705.3 | 0.012705
R1641 | NRG Power Marketing LLC | Oswego 6 | C | 23613 | Oswego | Oswego | NY | 1980-07-01 | 901.8 | 835.2 | 823.2 | 832.2 | YES | Steam Turbine (Fossil) | No. 6 Fuel Oil | Natural Gas |  | 21.8 |  | 0.27596 | 16197.4 | 0.016197
R1642 | NRG Power Marketing LLC | Oswego IC 1 | C | 5052 | Oswego | Oswego | NY | 1967-08-01 | 0.7 |  | 0 | 0 |  | Internal Combustion | No. 2 Fuel Oil
R1643 | NRG Power Marketing LLC | Oswego IC 2 | C | 5053 | Oswego | Oswego | NY | 1976-02-01 | 0.8 |  | 0 | 0 |  | Internal Combustion | No. 2 Fuel Oil
R1644 | NRG Power Marketing LLC | Oswego IC 3 | C | 5054 | Oswego | Oswego | NY | 1980-07-01 | 0.8 |  | 0 | 0 |  | Internal Combustion | No. 2 Fuel Oil
R1645 | Orange and Rockland Utilities | Buttermilk Falls | G | 5055 | Highland Falls | Orange | NY | 1986-12-01 | 0.1 |  | 0 | 0 |  | Conventional Hydro | Water
R1646 | Orange and Rockland Utilities | Intl. Crossroads | G | 5056 | Mahwah NJ | Bergen | NJ | 1987-12-01 | 3 |  | 0 | 0 | YES | Internal Combustion | Natural Gas | No. 2 Fuel Oil
R1647 | Orange and Rockland Utilities | Landfill G.Part19 | G | 5057 | Goshen | Orange | NY | 1988-12-01 | 2.5 |  | 0 | 0 |  | Internal Combustion | Bio Gas
R1648 | Orange and Rockland Utilities | Middletown LFG | G | 5058 | Goshen | Orange | NY | 1988-12-01 | 3 |  | 0 | 0 |  | Internal Combustion | Bio Gas
R1649 | PSEG Energy Resource & Trade, LLC | Bethlehem Energy Center | F | 323570 | Bethlehem | Albany | NY | 2005-07-01 | 893.1 | 835 | 760.5 | 861 | YES | Combined Cycle | Natural Gas | No. 2 Fuel Oil |  | 5202.4 |  | 66.4966 | 2304663.2 | 2.3047
R1650 | R.E. Ginna Nuclear Power Plant, LLC | R. E. Ginna | B | 23603 | Ontario | Wayne | NY | 1970-07-01 | 614 | 582 | 579.4 | 580.6 |  | Steam (PWR Nuclear) | Uranium |  |  | 5062.6 |  | 94.1242 | 334131.6 | 0.33413
R1651 | Rochester Gas and Electric Corp. | Mills Mills | B | 5059 | Fillmore | Allegany | NY | 1906-07-01 | 0.2 |  | 0 | 0 |  | Conventional Hydro | Water
R1652 | Rochester Gas and Electric Corp. | Mt Morris | B | 5060 | Mt Morris | Livingston | NY | 1916-07-01 | 0.3 |  | 0 | 0 |  | Conventional Hydro | Water
R1653 | Rochester Gas and Electric Corp. | Station 2 1 | B | 23604 | Rochester | Monroe | NY | 1913-07-01 | 8.5 | 6.5 | 8.5 | 8.5 |  | Conventional Hydro | Water |  |  | 9.5 |  | 12.7585 | 95 | 9.5e-05
R1654 | Rochester Gas and Electric Corp. | Station 26 1 | B | 23604 | Rochester | Monroe | NY | 1952-08-01 | 3 | 3 | 3 | 3 |  | Conventional Hydro | Water |  |  | 5.8 |  | 22.07 | 58 | 5.8e-05
R1655 | Rochester Gas and Electric Corp. | Station 5 1 | B | 23604 | Rochester | Monroe | NY | 1918-07-01 | 13.982 | 11.8 | 14 | 14 |  | Conventional Hydro | Water |  |  | 61 |  | 49.8031 | 610 | 0.00061
R1656 | Rochester Gas and Electric Corp. | Station 5 2 | B | 23604 | Rochester | Monroe | NY | 1918-07-01 | 13.59 | 11.8 | 13.6 | 13.6 |  | Conventional Hydro | Water
R1657 | Rochester Gas and Electric Corp. | Station 5 3 | B | 23604 | Rochester | Monroe | NY | 1918-07-01 | 18 | 16.5 | 18 | 18 |  | Conventional Hydro | Water |  |  | 48.8 |  | 30.9488 | 488 | 0.000488
R1658 | Rochester Gas and Electric Corp. | Wiscoy 1 | B | 5061 | Fillmore | Allegany | NY | 1922-07-01 | 0.6 |  | 0 | 0 |  | Conventional Hydro | Water
R1659 | Rochester Gas and Electric Corp. | Wiscoy 2 | B | 5062 | Fillmore | Allegany | NY | 1922-07-01 | 0.5 |  | 0 | 0 |  | Conventional Hydro | Water
R1660 | Rockville Centre, Village of | Charles P Keller 07 | K | 1661 | Rockville Centre | Nassau | NY | 1942-09-01 | 2 | 2 | 1.8 | 1.9 |  | Internal Combustion | No. 2 Fuel Oil
R1661 | Rockville Centre, Village of | Charles P Keller 08 | K | 1661 | Rockville Centre | Nassau | NY | 1950-09-01 | 2.4 | 2.8 | 2.1 | 2.3 |  | Internal Combustion | No. 2 Fuel Oil
R1662 | Rockville Centre, Village of | Charles P Keller 09 | K | 1661 | Rockville Centre | Nassau | NY | 1954-09-01 | 3.5 | 3.3 | 3.1 | 3.4 | YES | Internal Combustion | No. 2 Fuel Oil | Natural Gas |  | 0.1 |  | 0.32616 | 74.3 | 7.43e-05
R1663 | Rockville Centre, Village of | Charles P Keller 10 | K | 1661 | Rockville Centre | Nassau | NY | 1954-09-01 | 3.5 | 3.2 | 3.1 | 3.4 | YES | Internal Combustion | No. 2 Fuel Oil | Natural Gas |  | 0.2 |  | 0.65232 | 148.6 | 0.0001486
R1664 | Rockville Centre, Village of | Charles P Keller 11 | K | 1661 | Rockville Centre | Nassau | NY | 1962-09-01 | 5.2 | 5.2 | 4.6 | 5 | YES | Internal Combustion | No. 2 Fuel Oil | Natural Gas
R1665 | Rockville Centre, Village of | Charles P Keller 12 | K | 1661 | Rockville Centre | Nassau | NY | 1967-09-01 | 5.5 | 5.5 | 4.9 | 5.3 | YES | Internal Combustion | No. 2 Fuel Oil | Natural Gas
R1666 | Rockville Centre, Village of | Charles P Keller 13 | K | 1661 | Rockville Centre | Nassau | NY | 1974-09-01 | 5.5 | 5.6 | 4.9 | 5.3 | YES | Internal Combustion | No. 2 Fuel Oil | Natural Gas
R1667 | Rockville Centre, Village of | Charles P Keller 14 | K | 1661 | Rockville Centre | Nassau | NY | 1994-09-01 | 6.2 | 6.3 | 5.5 | 6 | YES | Internal Combustion | No. 2 Fuel Oil | Natural Gas |  | 1.5 |  | 2.7618 | 1114.5 | 0.0011145
R1668 | SBF New York, LLC | Beaver Falls | E | 23983 | Beaver Falls | Lewis | NY | 1995-03-01 | 107.8 | 80.2 | 81.2 | 93.1 | YES | Combined Cycle | Natural Gas | No. 2 Fuel Oil |  | 2.7 |  | 0.28592 | 1196.1 | 0.0011961
R1669 | SBF New York, LLC | Syracuse | C | 23985 | Syracuse | Onondaga | NY | 1993-09-01 | 102.7 | 86.8 | 81.7 | 94 | YES | Combined Cycle | Natural Gas | No. 2 Fuel Oil |  | 27.8 |  | 3.0901 | 12315.4 | 0.012315
R1670 | Selkirk Cogen Partners, L.P. | Selkirk-I | F | 23801 | Selkirk | Albany | NY | 1992-03-01 | 107.2 | 82.1 | 78.2 | 105.3 | YES | Combined Cycle | Natural Gas | No. 2 Fuel Oil |  | 133.4 |  | 14.2055 | 59096.2 | 0.059096
R1671 | Selkirk Cogen Partners, L.P. | Selkirk-II | F | 23799 | Selkirk | Albany | NY | 1994-09-01 | 338.8 | 291.3 | 277.3 | 329.7 | YES | Combined Cycle | Natural Gas | No. 2 Fuel Oil |  | 506.8 |  | 17.0761 | 224512.4 | 0.22451
R1672 | Seneca Energy II, LLC | Ontario LFGE | C | 23819 | Canandaigua | Ontario | NY | 2003-12-01 | 11.2 | 7.6 | 11.2 | 11.2 |  | Internal Combustion | Bio Gas |  |  | 58.7 |  | 59.8296 | 645.7 | 0.0006457
R1673 | Seneca Energy II, LLC | Seneca Energy 1 | C | 23797 | Seneca Falls | Seneca | NY | 1996-03-01 | 8.8 | 8.8 | 8.8 | 8.8 |  | Internal Combustion | Bio Gas |  |  | 133.5 | ( G ) |  | 1468.5 | 0.0014685
R1674 | Seneca Energy II, LLC | Seneca Energy 2 | C | 23797 | Seneca Falls | Seneca | NY | 1997-08-01 | 8.8 | 8.8 | 8.8 | 8.8 |  | Internal Combustion | Bio Gas
R1675 | Seneca Falls Power Corp. | Seneca Falls 1 | C | 23627 | Seneca Falls | Seneca | NY | 1998-06-01 | 1.8 | 1.6 | 0 | 0 |  | Conventional Hydro | Water
R1676 | Seneca Falls Power Corp. | Seneca Falls 2 | C | 23627 | Seneca Falls | Seneca | NY | 1998-06-01 | 1.8 | 1.6 | 0 | 0 |  | Conventional Hydro | Water
R1677 | Seneca Falls Power Corp. | Seneca Falls 4 | C | 23627 | Seneca Falls | Seneca | NY | 1998-06-01 | 2 | 1.8 | 0 | 0 |  | Conventional Hydro | Water
R1678 | Seneca Power Partners, L.P. | Allegany | B | 23514 | Hume | Allegany | NY | 1995-03-01 | 67 | 62.9 | 62 | 62.9 |  | Combined Cycle | Natural Gas |  |  | 87 |  | 14.8231 | 38541 | 0.038541
R1679 | Seneca Power Partners, L.P. | Batavia | B | 24024 | Batavia | Genesee | NY | 1992-06-01 | 67.3 | 57.1 | 48.9 | 60.6 |  | Combined Cycle | Natural Gas |  |  | 48.6 |  | 8.2436 | 21529.8 | 0.02153
R1680 | Seneca Power Partners, L.P. | Carthage Energy | E | 23857 | Carthage | Jefferson | NY | 1991-08-01 | 62.9 | 59 | 55.6 | 63.7 | YES | Combined Cycle | Natural Gas | No. 2 Fuel Oil |  | 10.4 |  | 1.8875 | 4607.2 | 0.0046072
R1681 | Seneca Power Partners, L.P. | Hillburn GT | G | 23639 | Hillburn | Rockland | NY | 1971-04-01 | 46.5 | 37.9 | 36.5 | 42.6 | YES | Jet Engine | Natural Gas | Kerosene |  | 0.3 |  | 0.073649 | 132.9 | 0.0001329
R1682 | Seneca Power Partners, L.P. | Shoemaker GT | G | 23640 | Middletown | Orange | NY | 1971-05-01 | 41.9 | 33.1 | 33 | 40.3 | YES | Jet Engine | Natural Gas | Kerosene |  | 0.3 |  | 0.081734 | 132.9 | 0.0001329
R1683 | Seneca Power Partners, L.P. | Sterling | E | 23777 | Sherrill | Oneida | NY | 1991-06-01 | 65.3 | 57.4 | 50.2 | 62.7 |  | Combined Cycle | Natural Gas |  |  | 11.5 |  | 2.0104 | 5094.5 | 0.0050945
R1684 | Sheldon Energy LLC | High Sheldon Wind Farm | C | 323625 | Sheldon | Wyoming | NY | 2009-02-01 | 118.1 | 112.5 | 118.1 | 118.1 |  | Wind Turbine | Wind |  |  | 267.6 |  | 25.8662 | 2408.4 | 0.0024084
R1685 | Shell Energy North America (US), L.P. | Lockport | A | 23791 | Lockport | Niagara | NY | 1992-07-01 | 221.3 | 225.2 | 202.9 | 223.8 | YES | Combined Cycle | Natural Gas | No. 2 Fuel Oil |  | 624.4 |  | 32.209 | 276609.2 | 0.27661
R1686 | Somerset Operating Company, LLC | Somerset | A | 23543 | Somerset | Niagara | NY | 1984-08-01 | 655.1 | 686.5 | 685.6 | 691.7 |  | Steam Turbine (Fossil) | Bituminous Coal |  |  | 627.6 |  | 10.9363 | 627600 | 0.6276
R1687 | Stephentown Spindle LLC | Beacon LESR | F | 323632 | Stephentown | Rensselaer | NY | 2010-11-29 | 20 | 0 | 0 | 0 |  | Energy Storage | Fly Wheel
R1688 | Stony Creek Energy LLC | Orangeville Wind Farm | C | 323706 | Orangeville | Wyoming | NY | 2013-12-01 | 93.9 | 94.4 | 93.9 | 93.9 |  | Wind Turbine | Wind |  |  | 265 |  | 32.2163 | 2385 | 0.002385
R1689 | TC Ravenswood, LLC | Ravenswood 01 | J | 23729 | Queens | Queens | NY | 1967-07-01 | 18.6 | 8.8 | 8.8 | 10.8 |  | Combustion Turbine | Natural Gas |  |  | 0.3 |  | 0.18412 | 132.9 | 0.0001329
R1690 | TC Ravenswood, LLC | Ravenswood 09 | J | 24257 | Queens | Queens | NY | 1970-07-01 | 25 | 21.7 | 16.3 | 21.9 | YES | Jet Engine | Kerosene | Natural Gas |  | 2.1 |  | 0.9589 | 546 | 0.000546
R1691 | TC Ravenswood, LLC | Ravenswood 10 | J | 24258 | Queens | Queens | NY | 1970-08-01 | 25 | 21.2 | 17.9 | 22.7 | YES | Jet Engine | Kerosene | Natural Gas |  | 2.4 |  | 1.0959 | 624 | 0.000624
R1692 | TC Ravenswood, LLC | Ravenswood 11 | J | 24259 | Queens | Queens | NY | 1970-08-01 | 25 | 20.2 | 16.8 | 22.2 | YES | Jet Engine | Kerosene | Natural Gas |  | 2 |  | 0.91324 | 520 | 0.00052
R1693 | TC Ravenswood, LLC | Ravenswood 2-1 | J | 24244 | Queens | Queens | NY | 1970-12-01 | 42.9 | 40.4 | 31.4 | 39.2 | YES | Jet Engine | Natural Gas | Kerosene |  | 1.8 |  | 0.47897 | 797.4 | 0.0007974
R1694 | TC Ravenswood, LLC | Ravenswood 2-2 | J | 24245 | Queens | Queens | NY | 1970-12-01 | 42.9 | 37.6 | 29.9 | 40.4 | YES | Jet Engine | Natural Gas | Kerosene |  | 1.9 |  | 0.50558 | 841.7 | 0.0008417
R1695 | TC Ravenswood, LLC | Ravenswood 2-3 | J | 24246 | Queens | Queens | NY | 1970-12-01 | 42.9 | 39.2 | 28.9 | 36 | YES | Jet Engine | Natural Gas | Kerosene |  | 2.6 |  | 0.69185 | 1151.8 | 0.0011518
R1696 | TC Ravenswood, LLC | Ravenswood 2-4 | J | 24247 | Queens | Queens | NY | 1970-12-01 | 42.9 | 39.8 | 30.7 | 41.5 | YES | Jet Engine | Natural Gas | Kerosene |  | 1.6 |  | 0.42575 | 708.8 | 0.0007088
R1697 | TC Ravenswood, LLC | Ravenswood 3-1 | J | 24248 | Queens | Queens | NY | 1970-08-01 | 42.9 | 40.5 | 31.9 | 43.1 | YES | Jet Engine | Natural Gas | Kerosene |  | 1.4 |  | 0.37253 | 620.2 | 0.0006202
R1698 | TC Ravenswood, LLC | Ravenswood 3-2 | J | 24249 | Queens | Queens | NY | 1970-08-01 | 42.9 | 38.1 | 29.4 | 41 | YES | Jet Engine | Natural Gas | Kerosene |  | 0.9 |  | 0.23949 | 398.7 | 0.0003987
R1699 | TC Ravenswood, LLC | Ravenswood 3-4 | J | 24251 | Queens | Queens | NY | 1970-08-01 | 42.9 | 35.8 | 31.2 | 38.5 | YES | Jet Engine | Natural Gas | Kerosene |  | 2.7 |  | 0.71846 | 1196.1 | 0.0011961
R1700 | TC Ravenswood, LLC | Ravenswood CC 04 | J | 23820 | Queens | Queens | NY | 2004-05-01 | 250 | 231.2 | 219.6 | 271.6 | YES | Combined Cycle | Natural Gas | No. 2 Fuel Oil |  | 1716.9 |  | 78.3973 | 760586.7 | 0.76059
R1701 | TC Ravenswood, LLC | Ravenswood ST 01 | J | 23533 | Queens | Queens | NY | 1963-02-01 | 400 | 365.1 | 366 | 371.5 | YES | Steam Turbine (Fossil) | No. 6 Fuel Oil | Natural Gas |  | 948 |  | 27.0548 | 704364 | 0.70436
R1702 | TC Ravenswood, LLC | Ravenswood ST 02 | J | 23534 | Queens | Queens | NY | 1963-05-01 | 400 | 391.6 | 367.2 | 376 | YES | Steam Turbine (Fossil) | No. 6 Fuel Oil | Natural Gas |  | 893.5 |  | 25.4994 | 663870.5 | 0.66387
R1703 | TC Ravenswood, LLC | Ravenswood ST 03 | J | 23535 | Queens | Queens | NY | 1965-06-01 | 1027 | 986.8 | 972.5 | 973 | YES | Steam Turbine (Fossil) | No. 6 Fuel Oil | Natural Gas |  | 1833.1 |  | 20.3757 | 1361993.3 | 1.362
R1704 | TransAlta Energy Marketing (U.S.) Inc. | Saranac Energy | D | 23793 | Plattsburgh | Clinton | NY | 1994-06-01 | 285.6 | 253.7 | 246.4 | 270.9 |  | Combined Cycle | Natural Gas |  |  | 88.6 |  | 3.5414 | 39249.8 | 0.03925
R1705 | Triton Power Company | Chateaugay High Falls | D | 323578 | Chateaugay | Franklin | NY | 1987-12-01 | 1.7 | 1.7 | 0 | 0 |  | Conventional Hydro | Water |  |  | 6.2 |  | 41.6331 | 62 | 6.2e-05
R1706 | Western New York Wind Corp. | Western NY Wind Power | B | 24143 | Wethersfield | Wyoming | NY | 2000-10-01 | 6.6 | 0 | 0 | 0 |  | Wind Turbine | Wind |  |  | 12.5 |  | 21.6203 | 112.5 | 0.0001125
R1707 | Wheelabrator Hudson Falls, LLC | Wheelabrator Hudson Falls | F | 23798 | Hudson Falls | Washington | NY | 1991-10-01 | 14.4 | 12.7 | 11.5 | 11.1 |  | Steam Turbine (Fossil) | Refuse |  |  | 76.9 |  | 60.9621 | 1768.7 | 0.0017687
R1708 | Wheelabrator Westchester, LP | Wheelabrator Westchester | H | 23653 | Peekskill | Westchester | NY | 1984-04-01 | 59.7 | 53.5 | 50.7 | 50.9 |  | Steam Turbine (Fossil) | Refuse |  |  | 387.4 |  | 74.0766 | 8910.2 | 0.0089102
Totals | [8 empty] | 44226.1 | [8 empty] | 137502.9 |  |  | 32918841.3 | 32.9188

## Zonal Totals
Metric | NYCA Totals | Zone A | Zone B | Zone C | Zone D | Zone E | Zone F | Zone G | Zone H | Zone I | Zone J | Zone K
Nameplate MW | 42873.1 | 5017.78 | 841.522 | 7377.703 | 2238.12 | 1231.575 | 5354.4 | 3269.1 | 2209.7 | 0.2 | 9632 | 5701
Methane MW | 17363.1 | 497.6 | 140.1 | 1648.6 | 387.7 | 239.9 | 3648 | 1862.4 | 0 | 0 | 5212 | 3726.8
Nuclear MW | 5607.8 | 0 | 614 | 2843.8 | 0 | 0 | 0 | 0 | 2150 | 0 | 0 | 0
Hydro MW | 6698.9 | 3105.28 | 65.222 | 94.003 | 1163.62 | 502.075 | 1661.7 | 106.8 | 0 | 0.2 | 0 | 0
Coal MW | 1467.3 | 1144.8 | 0 | 322.5 | 0 | 0 | 0 | 0 | 0 | 0 | 0 | 0
Oil MW | 8109.1 | 0 | 0 | 1811.5 | 1.7 | 0 | 0 | 1242 | 0 | 0 | 3332 | 1721.9
No. 2 Fuel Oil MW | 2097.5 | 0 | 0 | 7.9 | 1.7 | 0 | 0 | 0 | 0 | 0 | 742 | 1345.9
No. 6 Fuel Oil MW | 6011.6 | 0 | 0 | 1803.6 | 0 | 0 | 0 | 1242 | 0 | 0 | 2590 | 376
Wind MW | 1827.25 | 135.5 | 6.6 | 564.6 | 678.7 | 441.85 | 0 | 0 | 0 | 0 | 0 | 0
Wood MW | 92.55 | 56 | 0 | 0 | 0 | 36.55 | 0 | 0 | 0 | 0 | 0 | 0
Refuse MW | 312.5 | 50 | 0 | 43.1 | 0 | 0 | 14.4 | 9.2 | 59.7 | 0 | 0 | 136.1
Bio Gas MW | 133.3 | 28.6 | 15.6 | 49.6 | 6.4 | 11.2 | 10.3 | 5.5 | 0 | 0 | 0 | 6.1
Kerosene MW | 1209.8 | 0 | 0 | 0 | 0 | 0 | 0 | 43.2 | 0 | 0 | 1088 | 78.6
Solar PV MW In Front of Meter | 31.5
MW Imported | 1353 | 0 | 0 | 38 | 0 | 0 | 0 | 3 | 0 | 0 | 1312 | 0
Clean MW | 9431.5602 | 3344.7927 | 135.1575 | 745.2761 | 1844.0699 | 974.0044 | 1787.2068 | 204.496 |  | 62.2769 | 88.1209 | 246.1589
Low Carbon MW | 12889.3602 | 3344.7927 | 749.1575 | 3589.0761 | 1844.0699 | 974.0044 | 1787.2068 | 204.496 |  | 62.2769 | 88.1209 | 246.1589
Fossil Fuel MW | 28554.35 | 1748.4 | 140.1 | 3825.7 | 389.4 | 276.45 | 3662.4 | 3156.8 | 59.7 | 0 | 9632 | 5663.4
2016 GWh | 132578.8 | 17786.9 | 5455.3 | 29248.9 | 8756.1 | 3401.5 | 16310.8 | 1911.3 | 15513.5 | 0 | 22511.3 | 11683.2
Methane GWh | 50202.6 | 1104.4 | 136.8 | 5106.4 | 92.5 | 25.7 | 14242.4 | 1406.9 | 0 | 0 | 17874.3 | 10213.2
Coal GWh | 1492.8 | 930.5 | 0 | 562.3 | 0 | 0 | 0 | 0 | 0 | 0 | 0 | 0
Oil GWh | 5307.5 | 0 | 0 | 38.9 | 0 | 0 | 0 | 301.2 | 0 | 0 | 4502.7 | 464.7
No. 2 Fuel Oil GWh | 123.9 | 0 | 0 | 0 | 0 | 0 | 0 | 0 | 0 | 0 | 16.6 | 107.3
No. 6 Fuel Oil GWh | 5183.6 | 0 | 0 | 38.9 | 0 | 0 | 0 | 301.2 | 0 | 0 | 4486.1 | 357.4
Kerosene GWh | 145.1 | 0 | 0 | 0 | 0 | 0 | 0 | 0.6 | 0 | 0 | 134.3 | 10.2
Nuclear GWh | 41637.5 | 0 | 5062.6 | 21448.8 | 0 | 0 | 0 | 0 | 15126.1 | 0 | 0 | 0
Wind GWh | 3943.3 | 298.2 | 12.5 | 1307.3 | 1262.5 | 1062.8 | 0 | 0 | 0 | 0 | 0 | 0
Hydro GWh | 26943.8 | 15108.4 | 141.7 | 259.8 | 7367.2 | 1958.5 | 1943.3 | 164.9 | 0 | 0 | 0 | 0
Refuse GWh | 1840.9 | 194.1 | 0 | 203.4 | 0 | 0 | 76.9 | 37.7 | 387.4 | 0 | 0 | 941.4
Bio Gas GWh | 719.1 | 151.3 | 101.7 | 322 | 33.9 | 62 | 48.2 | 0 | 0 | 0 | 0 | 0
Wood GWh | 292.5 | 0 | 0 | 0 | 0 | 292.5 | 0 | 0 | 0 | 0 | 0 | 0
Solar PV GWh (In Front of Meter) | 53.7 | 0 | 0 | 0 | 0 | 0 | 0 | 0 | 0 | 0 | 0 | 53.7
GWh Imported | 4924.1 | 0 | 0 | 205.9 | 0 | 0 | 0 | 0 | 0 | 0 | 4718.2 | 0
Fossil Fuels GWh | 60000.5 | 2380.3 | 238.5 | 6233 | 126.4 | 380.2 | 14367.5 | 1746.4 | 387.4 | 0 | 22511.3 | 11629.5
Clean GWh | 30940.8 | 15406.6 | 154.2 | 1567.1 | 8629.7 | 3021.3 | 1943.3 | 164.9 | 0 | 0 | 0 | 53.7
Low Carbon GWh | 72578.3 | 15406.6 | 5216.8 | 23015.9 | 8629.7 | 3021.3 | 1943.3 | 164.9 | 15126.1 | 0 | 0 | 53.7
% Clean GWh | 23.3377 | 86.6 | 2.8 | 5.4 | 98.6 | 88.8 | 11.9 | 8.6 | 0 | 0 | 0 | 0.5
% Low Carbon GWh | 54.7435 | 86.6 | 95.6 | 78.7 | 98.6 | 88.8 | 11.9 | 8.6 | 97.5 | 97.5 | 0 | 0.5
% Non-Hydro Clean GWh | 3.0148 | 1.7 | 0.2 | 4.5 | 14.4 | 31.2 | 0 | 0 | 0 | 0 | 0 | 0.5
% Methane GWh | 37.8662 | 6.2 | 2.5 | 17.5 | 1.1 | 0.8 | 87.3 | 73.6 | 0 | 0 | 79.4 | 87.4
% Nuclear GWh | 31.4059 | 0 | 92.8 | 73.3 | 0 | 0 | 0 | 0 | 97.5 | 97.5 | 0 | 0
% Fossil Fuels GWh | 45.2565 | 13.4 | 4.4 | 21.3 | 1.4 | 11.2 | 88.1 | 91.4 | 2.5 | 2.5 | 100 | 99.5
MMT CO2 from All Fuels | 54.1315 | 2.0463 | 0.45519 | 6.4492 | 0.16547 | 0.059974 | 12.3491 | 1.4442 | 1.0072 | 0 | 18.8514 | 9.2112
MMT CO2 (Burning Coal) | 1.4928 | 0.9305 | 0 | 0.5623 | 0 | 0 | 0 | 0 | 0 | 0 | 0 | 0
MMT CO2 (Burning Methane) | 22.2398 | 0.48925 | 0.060602 | 2.2621 | 0.040977 | 0.011385 | 6.3094 | 0.62326 | 0 | 0 | 7.9183 | 4.5244
MMT CO2eq (Fugitive Methane) | 21.2126 | 0.46665 | 0.057804 | 2.1577 | 0.039085 | 0.010859 | 6.018 | 0.59447 | 0 | 0 | 7.5526 | 4.3155
MMT CO2 (Clean Energy) | 0.3334 | 0.1571 | 0.0035562 | 0.015921 | 0.08509 | 0.030113 | 0.023449 | 0.0047753 |  | 0.0019865 | 0.0028199 | 0.0085875
Tonne CO2e per MWh | 0.39252 | 0.11505 | 0.083439 | 0.22049 | 0.018898 | 0.017632 | 0.75711 | 0.75561 | 0.064926 |  | 0.83742 | 0.78842
Trillion BTU Methane | 384.3009 | 8.4542 | 1.0472 | 39.0895 | 0.70809 | 0.19673 | 109.0256 | 10.7698 | 0 | 0 | 136.8278 | 78.182
MMT Carbon | 6.0835 | 0.13383 | 0.016577 | 0.61879 | 0.011209 | 0.0031143 | 1.7259 | 0.17049 | 0 | 0 | 2.166 | 1.2376
Volume Fugitive Methane (Billions Ft3) | 13.0715 | 0.28756 | 0.035619 | 1.3296 | 0.024085 | 0.0066916 | 3.7084 | 0.36632 | 0 | 0 | 4.654 | 2.6593
Volume Methane Burned (Billions Ft3) | 373.4703 | 8.2159 | 1.0177 | 37.9878 | 0.68813 | 0.19119 | 105.9529 | 10.4663 | 0 | 0 | 132.9716 | 75.9787
Mortality (from Methane, Coal, Oil, Nuclear) | 288.4887 | 30.4935 | 1.2314 | 34.3201 | 0.4179 | 0.35956 | 40.401 | 9.5109 | 1.1193 | 0 | 133.2731 | 37.3619
Morbidity (from Methane, Coal, Oil, Nulcear) | 110184.7451 | 13734.2364 | 336.1167 | 12465.8659 | 146.4166 | 162.6161 | 10551.455 | 3956.5121 | 0 | 0 | 56832.0843 | 11999.442
Mortality - Methane | 141.6215 | 3.1155 | 0.38591 | 14.4052 | 0.26094 | 0.0725 | 40.1778 | 3.9689 | 0 | 0 | 50.4234 | 28.8114
Mortality - Coal | 42.7986 | 26.6774 | 0 | 16.1211 | 0 | 0 | 0 | 0 | 0 | 0 | 0 | 0
Mortality - Oil | 97.658 | 0 | 0 | 0.71576 | 0 | 0 | 0 | 5.5421 | 0 | 0 | 82.8497 | 8.5505
Mortality - Biomass | 3.3294 | 0.70052 | 0.47087 | 1.4909 | 0.15696 | 0.28706 | 0.22317 | 0 | 0 | 0 | 0 | 0
Mortality - Nuclear | 3.0812 | 0 | 0.37463 | 1.5872 | 0 | 0 | 0 | 0 | 1.1193 | 0 | 0 | 0
Serious Illness - Coal | 335.88 | 209.3625 | 0 | 126.5175 | 0 | 0 | 0 | 0 | 0 | 0 | 0 | 0
Serious Illness - Methane | 1506.078 | 33.132 | 4.104 | 153.192 | 2.775 | 0.771 | 427.272 | 42.207 | 0 | 0 | 536.229 | 306.396
Serious Illness - Oil | 854.5075 | 0 | 0 | 6.2629 | 0 | 0 | 0 | 48.4932 | 0 | 0 | 724.9347 | 74.8167
Serious Illness - Biomass | 30.9213 | 6.5059 | 4.3731 | 13.846 | 1.4577 | 2.666 | 2.0726 | 0 | 0 | 0 | 0 | 0
Minor Illness - Coal | 19836.3264 | 12364.484 | 0 | 7471.8424 | 0 | 0 | 0 | 0 | 0 | 0 | 0 | 0
Minor Illness - Oil | 50691.9325 | 0 | 0 | 371.5339 | 0 | 0 | 0 | 2876.7612 | 0 | 0 | 43005.2877 | 4438.3497
Minor Illness - Methane | 35292.4278 | 776.3932 | 96.1704 | 3589.7992 | 65.0275 | 18.0671 | 10012.4072 | 989.0507 | 0 | 0 | 12565.6329 | 7179.8796
Minor Illness - Biomass | 1636.6716 | 344.3588 | 231.4692 | 732.872 | 77.1564 | 141.112 | 109.7032 | 0 | 0 | 0 | 0 | 0
Coal Externality Costs (Millions $) | 92.5536 | 57.691 | 0 | 34.8626 | 0 | 0 | 0 | 0 | 0 | 0 | 0 | 0
Methane Externality Costs (Millions $) | 1455.8754 | 32.0276 | 3.9672 | 148.0856 | 2.6825 | 0.7453 | 413.0296 | 40.8001 | 0 | 0 | 518.3547 | 296.1828
Solar PV MW Behind Meter (NYISO) | 785 | 38 | 23 | 63 | 2 | 38 | 127 | 119 | 18 | 23 | 88 | 246
Solar PV MW Behind Meter (NYSERDA) | 835.9102 | 104.0127 | 63.3355 | 48.6731 | 1.7499 | 30.0794 | 125.5068 | 97.696 |  | 62.0769 | 88.1209 | 214.6589
Solar PV GWh Behind Meter (NYISO) | 926.3 | 44.84 | 27.14 | 74.34 | 2.36 | 44.84 | 149.86 | 140.42 | 21.24 | 27.14 | 103.84 | 290.28
Solar PV GWh Behind Meter (NYSERDA) | 962.4696 | 117.9715 | 70.3364 | 54.5492 | 2.0541 | 33.1409 | 145.5249 | 113.0814 |  | 71.453 | 102.4046 | 251.9536
Wind Benefit (Millions $) | 287.8609 | 21.7686 | 0.9125 | 95.4329 | 92.1625 | 77.5844 | 0 | 0 | 0 | 0 | 0 | 0
Solar Benefit (Millions $) | 40.6468 | 4.7189 | 2.8135 | 2.182 | 0.082164 | 1.3256 | 5.821 | 4.5233 |  | 2.8581 | 4.0962 | 12.2261

## References for Zonal Totals
Metric | Amount | Units | Link/Source | Other Links
Coal Serious Illnessess | 225 | Number of cases/TWh | Lancet 370: 979–990 (2007) Electricity generation and health by Anil Markandya and Paul Wilkinson | https://www.academia.edu/12681524/Electricity_generation_and_health?auto=download
Coal Minor Illnesses | 13288 | Number of cases/TWh
Methane Serious Illnesses | 30 | Number of cases/TWh
Methane Minor Illnesses | 703 | Number of cases/TWh
Coal Mortality | 28.67 | Deaths/TWh | https://pubs.giss.nasa.gov/docs/2013/2013_Kharecha_kh05000e.pdf
Methane Mortality | 2.821 | Deaths/TWh
Nuclear Mortality | 0.074 | Deaths/TWh
Social Cost of CO2 | 42 | $ per Metric Ton CO2 | https://epic.uchicago.edu/wp-content/uploads/2019/07/EPP-Social-Cost-of-Carbon-rev-1-3-18.pdf
Wind Benefit ($) | 0.073 | $/kWh | Dev Millstein et. al. In: Nature Energy 2, 17134 (2017) | https://www.nature.com/articles/nenergy2017134.pdf
Solar Benefit ($) | 0.04 | $/kWh
Coal Externality Costs | 6.2 | cents/kWh | Energy Policy 57: 585-601 (2013) Mark Jacobson et. al Table 4 | http://web.stanford.edu/group/efmh/jacobson/Articles/I/NewYorkWWSEnPolicy.pdf
Methane Externality Costs | 2.9 | cents/kWh
British Thermal Units (BTU) |  | https://www.eia.gov/electricity/annual/html/epa_08_02.html
Volume Methane Burned |  | https://www.engineeringtoolbox.com/heating-values-fuel-gases-d_823.html
Volume of Fugitve Methane | = 3.5% of vol. shale gas burned | https://www.youtube.com/watch?reload=9&v=qR5TqEyQLJ4&feature=youtu.be
Solar PV MW Behind Meter (NYISO) | Estimated for Counties | NYISO does not list Solar PV installtions for counties, but do so for zip codes. NYISO zonal boundaries do not follow zip code boundaries

## Generation
Generation by Fuel | gWh(ac) | % Total | MMT CO2 | By Class of Generation: | gWh(ac).1 | % Total.1 | MMT CO2eq
Fuel Oil | 5307.5 | 3.8599 | 3.9435 | Nuclear | 41637.5 | 30.2812 | 2.7481
Kerosene | 145.1 | 0.10553 | 0.037726 | Fossil Fuels | 64296.4 | 46.76 | 23.8126
Coal | 1492.8 | 1.0856 | 1.4928 | Clean Energy | 32158.3 | 23.3874 | 0.32451
Nuclear | 41637.5 | 30.2812 | 2.7481
Natural Gas | 50202.6 | 36.5102 | 22.2398 | Totals:
Hydropower | 26314.1 | 19.1371 | 0.26314
Pumped Storage | 835.6 | 0.6077 | 0.008356 | Non-Hydro Clean Energy | 4289.5 | 3.1196 | 0.045106
Wind | 3943.3 | 2.8678 | 0.03549 | Total Hydropower | 27149.7 | 20.3525 | 0.2715
Refuse Solid Waste | 1840.9 | 1.3388 | 0.042341
Wood Waste | 292.5 | 0.21272 | 0.0078975
Sunlight | 53.7 | 0.039054 | 0.0017184
Biogas | 719.1 | 0.52297 | 0.0079101
Imported Power | 4924.1 | 3.5811 | 2.0922
Sum
NYISO Sum | 137502.9

## Notes
Note | Owner / Operator | Station Unit | PTID | Description | Description
1 | Innovative Energy Systems, Inc. | Auburn LFG | C | 323710 | Unit produced power during months Jan - Jun 2016.
2 | Jericho Rise Wind Farm LLC | Jericho Rise Wind Farm | D | 323719 | Unit produced power during Dec 2016.
3 | NRG Power Marketing LLC | Huntley 67 (RET - 3/1/2016) | A | 23561 | Unit produced power during months Jan - Feb 2016.
4 | NRG Power Marketing LLC | Huntley 68 (RET - 3/1/2016) | A | 23562 | Unit produced power during months Jan - Feb 2016.
A | Various | Generating Units | A-K | Various | Summer CRIS caps reflect capacity level of the unit that is deemed deliverable. See Definitions of Labels for the Load & Capacity Schedules (Section V) for description.
B | Various | Generating Units | A-K | Various | Summer Capability reflects DMNC values that are applicable to the Summer 2017 ICAP Market. Winter Capability reflects DMNC values that were applicable to the Winter 2016-2017 ICAP Market. DMNC stands for Dependable Maximum Net Generating Capability.
D | Various | Reactivated Generator | A-K | Various | Unit(s) returned to service from mothballed status or from a Mothball Outage as defined in the MST.
G | Various | Generating Station | A-K | Various | Generation is reported as Station Total.
I | Various | ICAP Ineligible Generator | A-K | Various | This unit is in an ICAP Ineligible Forced Outage (IIFO) as defined in the MST.
M | Various | Mothballed Generator | A-K | Various | This unit is mothballed or is in a Mothball Outage per MST Section 5.18.
N | Various | New Generator | A-K | Various | Unit(s) added since the publication of the 2016 Load and Capacity Data Report.
R | Various | Retired Generator | A-K | Various | This unit is retired or Retired as defined in the MST.
S | Various | RSS Generator | A-K | Various | This unit is operating under a RSS (Reliability Support Services) agreement.
U | Various | Generating Units | A-K | Various | The fuel type selection is not meant to provide any information on current fuel inventories, nor does it indicate which of the fuels might be considered as primary.
V | Various | Generating Units | A-K | Various | Typically, Name Plate refers to a historic rating and may not reflect the most current value.

## Zone A
Line No. | Billing Org | Station Unit | Zone | PTID | Town | Cnty | St | MM-DD-YYYY | Nameplate MW | CRIS SUM MW | CAPABILITY SUM MW | CAPABILITY WIN MW | DUAL | Unit Type | Fuel Type 1 | Fuel Type 2 | Fuel Type 3 | 2016 GWh | Notes | Capacity % | CO2 Emissions MTCO2 | CO2 Emissions MMTCO2
R1113 | Consolidated Edison Energy, Inc. | Fortistar - N.Tonawanda | A | 24026 | N Tonawanda | Erie | NY | 1993-06-01 | 68.5 | 59 | 61.6 | 66.5 | YES | Combined Cycle | Natural Gas | No. 2 Fuel Oil |  | 84.4 |  | 14.0653 | 37389.2 | 0.037389
R1121 | Covanta Niagara, LP | American Ref-Fuel 1 | A | 24010 | Niagara | Niagara | NY | 1993-05-01 | 25 | 19.6 | 14.3 | 17 |  | Steam Turbine (Fossil) | Refuse |  |  | 194.1 | ( G ) | 88.6301 | 4464.3 | 0.0044643
R1122 | Covanta Niagara, LP | American Ref-Fuel 2 | A | 24010 | Niagara | Niagara | NY | 1993-05-01 | 25 | 19.6 | 14.3 | 17 |  | Steam Turbine (Fossil) | Refuse
R1229 | Erie Blvd. Hydro - NYS Barge | Hydraulic Race | A | 23848 | Lockport | Niagara | NY | 1942-01-01 | 4.68 | 3.1 | 4.7 | 4.7 |  | Conventional Hydro | Water |  |  | 10.7 |  | 26.0996 | 107 | 0.000107
R1310 | Erie Wind, LLC | Erie Wind | A | 323693 | Lackawanna | Erie | NY | 2012-02-01 | 15 | 0 | 0 | 0 |  | Wind Turbine | Wind |  |  | 38.1 |  | 28.9954 | 342.9 | 0.0003429
R1311 | Exelon Generation Company, LLC | Chaffee | A | 323603 | Chaffee | Erie | NY | 2007-08-09 | 6.4 | 6.4 | 6.4 | 6.4 |  | Internal Combustion | Bio Gas |  |  | 53.8 |  | 95.9618 | 591.8 | 0.0005918
R1333 | Indeck-Olean LP | Indeck-Olean | A | 23982 | Olean | Cattaraugus | NY | 1993-12-01 | 90.6 | 79.4 | 78.7 | 88.7 | YES | Combined Cycle | Natural Gas | No. 2 Fuel Oil |  | 119.9 |  | 15.1073 | 53115.7 | 0.053116
R1335 | Indeck-Yerkes LP | Indeck-Yerkes | A | 23781 | Tonawanda | Erie | NY | 1990-02-01 | 59.9 | 49.7 | 48 | 57.4 | YES | Combined Cycle | Natural Gas | No. 2 Fuel Oil |  | 103.5 |  | 19.7247 | 45850.5 | 0.045851
R1337 | Innovative Energy Systems, Inc. | Chautauqua LFGE | A | 323629 | Jamestown | Chautauqua | NY | 2010-02-12 | 9.6 |  | 0 | 0 |  | Internal Combustion | Bio Gas |  |  | 44 |  | 52.3212 | 484 | 0.000484
R1344 | Jamestown Board of Public Utilities | Jamestown 5 | A | 1658 | Jamestown | Chautauqua | NY | 1951-08-01 | 28.7 | 23 | 12.1 | 18.3 |  | Steam Turbine (Fossil) | Bituminous Coal | Natural Gas |  | 24.6 |  | 9.7847 | 24600 | 0.0246
R1345 | Jamestown Board of Public Utilities | Jamestown 6 | A | 1658 | Jamestown | Chautauqua | NY | 1968-08-01 | 25 | 22.4 | 10.6 | 15.9 |  | Steam Turbine (Fossil) | Bituminous Coal | Natural Gas |  | 22.6 |  | 10.3196 | 22600 | 0.0226
R1346 | Jamestown Board of Public Utilities | Jamestown 7 | A | 1659 | Jamestown | Chautauqua | NY | 2002-01-01 | 47.3 | 40 | 38.7 | 46.2 |  | Combustion Turbine | Natural Gas |  |  | 164.6 |  | 39.7251 | 72917.8 | 0.072918
R1424 | Model City Energy LLC | Model City Energy | A | 24167 | Lewiston | Niagara | NY | 2001-06-01 | 5.6 | 5.6 | 5.6 | 5.6 |  | Internal Combustion | Bio Gas |  |  | 38.2 |  | 77.8702 | 420.2 | 0.0004202
R1425 | Modern Innovative Energy, LLC | Modern LF | A | 323580 | Lewiston | Niagara | NY | 2006-02-01 | 6.4 | 6.4 | 6.4 | 6.4 |  | Internal Combustion | Bio Gas |  |  | 14.4 |  | 25.6849 | 158.4 | 0.0001584
R1453 | New York Power Authority | Lewiston PS (Fleet) | A | 23760 | Niagara Falls | Niagara | NY | 1961-01-01 | 240 | 240 | 240 | 240 |  | Pumped Storage Hydro | Water |  |  | 464.3 |  | 22.0843 | 4643 | 0.004643
R1454 | New York Power Authority | Moses Niagara (Fleet) | A | 23760 | Niagara Falls | Niagara | NY | 1961-01-01 | 2860 | 2460 | 2435 | 2447.3 |  | Conventional Hydro | Water |  |  | 14631.8 |  | 58.402 | 146318 | 0.14632
R1499 | Niagara Generation, LLC | Niagara Bio-Gen (IIFO - 1/1/2016) | A | 23895 | Niagara Falls | Niagara | NY | 1991-08-01 | 56 | 50.5 | 0 | 0 |  | Steam Turbine (Fossil) | Wood |  |  |  | ( I )
R1503 | Niagara Mohawk Power Corp. | Allied Frozen Storage | A | 23774 | Cheektowaga | Erie | NY | 2008-05-01 | 0.1 |  | 0 | 0 |  | Internal Combustion | Natural Gas
R1516 | Niagara Mohawk Power Corp. | Burt Dam Hydro | A | 23774 | Burt | Niagara | NY | 1987-12-01 | 0.6 |  | 0 | 0 |  | Conventional Hydro | Water |  |  | 1.6 |  | 30.4414 | 16 | 1.6e-05
R1524 | Niagara Mohawk Power Corp. | Cal Ban Power | A | 23774 | Allegany | Allegany | NY | 1995-06-01 | 0.1 |  | 0 | 0 |  | Internal Combustion | Natural Gas
R1550 | Niagara Mohawk Power Corp. | General Mills Inc | A | 23808 | Buffalo | Erie | NY | 1988-12-01 | 3.8 | 3.8 | 0 | 0 |  | Combustion Turbine | Natural Gas |  |  | 7.6 |  | 22.8311 | 3366.8 | 0.0033668
R1559 | Niagara Mohawk Power Corp. | Hydrocarbon-Algny | A | 23774 | Allegany | Allegany | NY | 1992-12-01 | 0.2 |  | 0 | 0 |  | Internal Combustion | Natural Gas
R1565 | Niagara Mohawk Power Corp. | Laidlaw Energy | A | 23774 | Ellicottville | Cattaraugus | NY | 1991-07-01 | 3.4 |  | 0 | 0 |  | Combustion Turbine | Natural Gas
R1566 | Niagara Mohawk Power Corp. | Laidlaw Energy | A | 23774 | Ellicottville | Cattaraugus | NY | 1991-07-01 | 2.4 |  | 0 | 0 |  | Steam Turbine (Fossil) | Natural Gas
R1592 | Niagara Mohawk Power Corp. | Sustainable Bioelectric LLC | A | 23774 | Wheatfield | Niagara | NY | 2014-03-01 | 0.6 |  | 0 | 0 |  | Internal Combustion | Bio Gas |  |  | 0.9 |  | 17.1233 | 9.9 | 9.9e-06
R1608 | Niagara Wind Power, LLC | Steel Wind | A | 323596 | Lackawanna | Erie | NY | 2007-01-23 | 20 |  | 0 | 0 |  | Wind Turbine | Wind |  |  | 55.7 |  | 31.7922 | 501.3 | 0.0005013
R1612 | Noble Bliss Windpark, LLC | Bliss Wind Power | A | 323608 | Bliss | Wyoming | NY | 2008-03-20 | 100.5 | 100.5 | 100.5 | 100.5 |  | Wind Turbine | Wind |  |  | 204.4 |  | 23.2172 | 1839.6 | 0.0018396
R1638 | NRG Power Marketing LLC | Huntley 67 (RET - 3/1/2016) | A | 23561 | Tonawanda | Erie | NY | 1957-12-01 | 218 | 196.5 | 0 | 0 |  | Steam Turbine (Fossil) | Bituminous Coal |  |  | 92.8 | ( 3 ) ( R ) | 4.8595 | 92800 | 0.0928
R1639 | NRG Power Marketing LLC | Huntley 68 (RET - 3/1/2016) | A | 23562 | Tonawanda | Erie | NY | 1958-12-01 | 218 | 198 | 0 | 0 |  | Steam Turbine (Fossil) | Bituminous Coal |  |  | 162.9 | ( 4 ) ( R ) | 8.5302 | 162900 | 0.1629
R1685 | Shell Energy North America (US), L.P. | Lockport | A | 23791 | Lockport | Niagara | NY | 1992-07-01 | 221.3 | 225.2 | 202.9 | 223.8 | YES | Combined Cycle | Natural Gas | No. 2 Fuel Oil |  | 624.4 |  | 32.209 | 276609.2 | 0.27661
R1686 | Somerset Operating Company, LLC | Somerset | A | 23543 | Somerset | Niagara | NY | 1984-08-01 | 655.1 | 686.5 | 685.6 | 691.7 |  | Steam Turbine (Fossil) | Bituminous Coal |  |  | 627.6 |  | 10.9363 | 627600 | 0.6276
Totals | [8 empty] | 5017.78 | [8 empty] | 17786.9 |  |  | 1579645.6 | 1.5796

## Zone B
Line No. | Billing Org | Station Unit | Zone | PTID | Town | Cnty | St | MM-DD-YYYY | Nameplate MW | CRIS SUM MW | CAPABILITY SUM MW | CAPABILITY WIN MW | DUAL | Unit Type | Fuel Type 1 | Fuel Type 2 | Fuel Type 3 | 2016 GWh | Notes | Capacity % | CO2 Emissions MTCO2 | CO2 Emissions MMTCO2
R1230 | Erie Blvd. Hydro - Oak Orchard | Glenwood 1 | B | 24046 | Medina | Orleans | NY | 1950-01-01 | 0.5 | 0.5 | 0.5 | 0.5 |  | Conventional Hydro | Water |  |  | 1.1 |  | 25.1142 | 11 | 1.1e-05
R1231 | Erie Blvd. Hydro - Oak Orchard | Glenwood 2 | B | 24046 | Medina | Orleans | NY | 1950-01-01 | 0.5 | 0.5 | 0.5 | 0.5 |  | Conventional Hydro | Water |  |  | 2.3 |  | 52.5114 | 23 | 2.3e-05
R1232 | Erie Blvd. Hydro - Oak Orchard | Glenwood 3 | B | 24046 | Medina | Orleans | NY | 1950-01-01 | 0.5 | 0.5 | 0.5 | 0.5 |  | Conventional Hydro | Water |  |  | 2.2 |  | 50.2283 | 22 | 2.2e-05
R1233 | Erie Blvd. Hydro - Oak Orchard | Oak Orchard | B | 24046 | Waterport | Orleans | NY | 1941-01-01 | 0.35 | 0.3 | 0.4 | 0.4 |  | Conventional Hydro | Water |  |  | 1 |  | 32.6158 | 10 | 1e-05
R1234 | Erie Blvd. Hydro - Oak Orchard | Waterport 1 | B | 24046 | Waterport | Orleans | NY | 1941-01-01 | 2.25 | 1.6 | 2.3 | 2.3 |  | Conventional Hydro | Water |  |  | 7.4 |  | 37.5444 | 74 | 7.4e-05
R1235 | Erie Blvd. Hydro - Oak Orchard | Waterport 2 | B | 24046 | Waterport | Orleans | NY | 1968-01-01 | 2.45 | 1.8 | 2.5 | 2.5 |  | Conventional Hydro | Water |  |  | 2.6 |  | 12.1144 | 26 | 2.6e-05
R1315 | Exelon Generation Company, LLC | Mill Seat | B | 323607 | Riga | Monroe | NY | 2007-07-20 | 6.4 | 6.4 | 6.4 | 6.4 |  | Internal Combustion | Bio Gas |  |  | 53.2 |  | 94.8916 | 585.2 | 0.0005852
R1316 | Exelon Generation Company, LLC | Monroe Livingston | B | 24207 | Scottsville | Monroe | NY | 1988-11-01 | 2.4 | 2.4 | 2.4 | 2.4 |  | Internal Combustion | Bio Gas |  |  | 7.3 |  | 34.7222 | 80.3 | 8.03e-05
R1318 | Exelon Generation Company, LLC | Synergy Biogas | B | 323694 | Wyoming | Wyoming | NY | 2012-09-01 | 2 | 2 | 0 | 0 |  | Internal Combustion | Bio Gas |  |  | 3.2 |  | 18.2648 | 35.2 | 3.52e-05
R1342 | Innovative Energy Systems, Inc. | Hyland LFGE | B | 323620 | Angelica | Allegany | NY | 2008-09-08 | 4.8 | 4.8 | 4.8 | 4.8 |  | Internal Combustion | Bio Gas |  |  | 38 |  | 90.3729 | 418 | 0.000418
R1600 | Niagara Mohawk Power Corp. | United States Gypsum | B | 23774 | Batavia | Genesee | NY | 2009-11-01 | 5.8 |  | 0 | 0 |  | Cogeneration | Natural Gas |  |  | 1.2 |  | 2.3618 | 531.6 | 0.0005316
R1650 | R.E. Ginna Nuclear Power Plant, LLC | R. E. Ginna | B | 23603 | Ontario | Wayne | NY | 1970-07-01 | 614 | 582 | 579.4 | 580.6 |  | Steam (PWR Nuclear) | Uranium |  |  | 5062.6 |  | 94.1242 | 334131.6 | 0.33413
R1651 | Rochester Gas and Electric Corp. | Mills Mills | B | 5059 | Fillmore | Allegany | NY | 1906-07-01 | 0.2 |  | 0 | 0 |  | Conventional Hydro | Water
R1652 | Rochester Gas and Electric Corp. | Mt Morris | B | 5060 | Mt Morris | Livingston | NY | 1916-07-01 | 0.3 |  | 0 | 0 |  | Conventional Hydro | Water
R1653 | Rochester Gas and Electric Corp. | Station 2 1 | B | 23604 | Rochester | Monroe | NY | 1913-07-01 | 8.5 | 6.5 | 8.5 | 8.5 |  | Conventional Hydro | Water |  |  | 9.5 |  | 12.7585 | 95 | 9.5e-05
R1654 | Rochester Gas and Electric Corp. | Station 26 1 | B | 23604 | Rochester | Monroe | NY | 1952-08-01 | 3 | 3 | 3 | 3 |  | Conventional Hydro | Water |  |  | 5.8 |  | 22.07 | 58 | 5.8e-05
R1655 | Rochester Gas and Electric Corp. | Station 5 1 | B | 23604 | Rochester | Monroe | NY | 1918-07-01 | 13.982 | 11.8 | 14 | 14 |  | Conventional Hydro | Water |  |  | 61 |  | 49.8031 | 610 | 0.00061
R1656 | Rochester Gas and Electric Corp. | Station 5 2 | B | 23604 | Rochester | Monroe | NY | 1918-07-01 | 13.59 | 11.8 | 13.6 | 13.6 |  | Conventional Hydro | Water
R1657 | Rochester Gas and Electric Corp. | Station 5 3 | B | 23604 | Rochester | Monroe | NY | 1918-07-01 | 18 | 16.5 | 18 | 18 |  | Conventional Hydro | Water |  |  | 48.8 |  | 30.9488 | 488 | 0.000488
R1658 | Rochester Gas and Electric Corp. | Wiscoy 1 | B | 5061 | Fillmore | Allegany | NY | 1922-07-01 | 0.6 |  | 0 | 0 |  | Conventional Hydro | Water
R1659 | Rochester Gas and Electric Corp. | Wiscoy 2 | B | 5062 | Fillmore | Allegany | NY | 1922-07-01 | 0.5 |  | 0 | 0 |  | Conventional Hydro | Water
R1678 | Seneca Power Partners, L.P. | Allegany | B | 23514 | Hume | Allegany | NY | 1995-03-01 | 67 | 62.9 | 62 | 62.9 |  | Combined Cycle | Natural Gas |  |  | 87 |  | 14.8231 | 38541 | 0.038541
R1679 | Seneca Power Partners, L.P. | Batavia | B | 24024 | Batavia | Genesee | NY | 1992-06-01 | 67.3 | 57.1 | 48.9 | 60.6 |  | Combined Cycle | Natural Gas |  |  | 48.6 |  | 8.2436 | 21529.8 | 0.02153
R1706 | Western New York Wind Corp. | Western NY Wind Power | B | 24143 | Wethersfield | Wyoming | NY | 2000-10-01 | 6.6 | 0 | 0 | 0 |  | Wind Turbine | Wind |  |  | 12.5 |  | 21.6203 | 112.5 | 0.0001125
Totals | [8 empty] | 841.522 | [8 empty] | 5455.3 |  |  | 397382.2 | 0.39738

## Zone C
Line No. | Billing Org | Station Unit | Zone | PTID | Town | Cnty | St | MM-DD-YYYY | Nameplate MW | CRIS SUM MW | CAPABILITY SUM MW | CAPABILITY WIN MW | DUAL | Unit Type | Fuel Type 1 | Fuel Type 2 | Fuel Type 3 | 2016 GWh | Notes | Capacity % | CO2 Emissions MTCO2 | CO2 Emissions MMTCO2
R1069 | Binghamton BOP, LLC | Binghamton | C | 23790 | Binghamton | Broome | NY | 2001-03-01 | 47.7 | 43.8 | 43.7 | 46.7 | YES | Combined Cycle | Natural Gas | Kerosene |  | 29 |  | 6.9403 | 12847 | 0.012847
R1078 | Canandaigua Power Partners, LLC | Canandaigua Wind Power | C | 323617 | Avoca | Steuben | NY | 2008-12-05 | 125 | 125 | 125 | 125 |  | Wind Turbine | Wind |  |  | 258.7 |  | 23.6256 | 2328.3 | 0.0023283
R1079 | Canastota Windpower LLC | Fenner Wind Power | C | 24204 | Fenner | Madison | NY | 2001-12-01 | 30 | 0 | 0 | 0 |  | Wind Turbine | Wind |  |  | 62.4 |  | 23.7443 | 561.6 | 0.0005616
R1080 | Carr Street Generating Station LP | Carr St.-E. Syr | C | 24060 | Dewitt | Onondaga | NY | 1993-08-01 | 122.6 | 89 | 88.2 | 103.3 | YES | Combined Cycle | Natural Gas | No. 2 Fuel Oil |  | 181.5 |  | 16.8998 | 80404.5 | 0.080405
R1082 | Cayuga Operating Company, LLC | Cayuga 1 | C | 23584 | Lansing | Tompkins | NY | 1955-09-01 | 155.3 | 154.1 | 152 | 150.2 |  | Steam Turbine (Fossil) | Bituminous Coal |  |  | 500.4 | ( S ) | 36.7825 | 500400 | 0.5004
R1083 | Cayuga Operating Company, LLC | Cayuga 2 | C | 23585 | Lansing | Tompkins | NY | 1958-10-01 | 167.2 | 154.7 | 150.2 | 150.4 |  | Steam Turbine (Fossil) | Bituminous Coal |  |  | 61.9 | ( S ) | 4.2262 | 61900 | 0.0619
R1084 | Cayuga Operating Company, LLC | Cayuga IC 1 | C | 23629 | Lansing | Tompkins | NY | 1967-08-01 | 2.8 | 0 | 0 | 0 |  | Internal Combustion | No. 2 Fuel Oil
R1085 | Cayuga Operating Company, LLC | Cayuga IC 2 | C | 23629 | Lansing | Tompkins | NY | 1967-08-01 | 2.8 | 0 | 0 | 0 |  | Internal Combustion | No. 2 Fuel Oil
R1112 | Consolidated Edison Energy, Inc. | Broome 2 LFGE | C | 323671 | Binghamton | Broome | NY | 2013-01-31 | 2.3 | 2 | 2 | 2 |  | Internal Combustion | Bio Gas |  |  | 19.8 |  | 98.2728 | 217.8 | 0.0002178
R1127 | Dynegy Marketing and Trade, LLC | Independence | C | 23970 | Scriba | Oswego | NY | 1994-11-01 | 1254 | 956.4 | 948.6 | 1159 |  | Combined Cycle | Natural Gas |  |  | 4734.1 |  | 43.0959 | 2097206.3 | 2.0972
R1140 | Entergy Nuclear Power Marketing LLC | James A. FitzPatrick | C | 23598 | Scriba | Oswego | NY | 1975-07-01 | 882 | 858.9 | 837.5 | 850.5 |  | Steam (BWR Nuclear) | Uranium |  |  | 5956 |  | 77.0872 | 393096 | 0.3931
R1257 | Erie Blvd. Hydro - Seneca Oswego | Baldwinsville 1 | C | 24041 | Baldwinsville | Onondaga | NY | 1927-01-01 | 0.32 | 0.2 | 0.3 | 0.3 |  | Conventional Hydro | Water |  |  | 1.4 |  | 49.9429 | 14 | 1.4e-05
R1258 | Erie Blvd. Hydro - Seneca Oswego | Baldwinsville 2 | C | 24041 | Baldwinsville | Onondaga | NY | 1927-01-01 | 0.32 | 0.2 | 0.3 | 0.3 |  | Conventional Hydro | Water |  |  | 1 |  | 35.6735 | 10 | 1e-05
R1259 | Erie Blvd. Hydro - Seneca Oswego | Granby 1 | C | 24041 | Granby | Oswego | NY | 1983-05-01 | 5 | 5.1 | 5.2 | 5.2 |  | Conventional Hydro | Water |  |  | 17.7 |  | 40.411 | 177 | 0.000177
R1260 | Erie Blvd. Hydro - Seneca Oswego | Granby 2 | C | 24041 | Granby | Oswego | NY | 1983-05-01 | 5 | 5.1 | 5.2 | 5.2 |  | Conventional Hydro | Water |  |  | 16.1 |  | 36.758 | 161 | 0.000161
R1261 | Erie Blvd. Hydro - Seneca Oswego | Minetto 2 | C | 24041 | Minetto | Oswego | NY | 1915-01-01 | 1.6 | 1.5 | 1.7 | 1.7 |  | Conventional Hydro | Water |  |  | 1.6 |  | 11.4155 | 16 | 1.6e-05
R1262 | Erie Blvd. Hydro - Seneca Oswego | Minetto 3 | C | 24041 | Minetto | Oswego | NY | 1915-01-01 | 1.6 | 1.5 | 1.7 | 1.7 |  | Conventional Hydro | Water |  |  | 6.2 |  | 44.2352 | 62 | 6.2e-05
R1263 | Erie Blvd. Hydro - Seneca Oswego | Minetto 4 | C | 24041 | Minetto | Oswego | NY | 1915-01-01 | 1.6 | 1.5 | 1.7 | 1.7 |  | Conventional Hydro | Water |  |  | 5.1 |  | 36.387 | 51 | 5.1e-05
R1264 | Erie Blvd. Hydro - Seneca Oswego | Minetto 5 | C | 24041 | Minetto | Oswego | NY | 1975-01-01 | 1.6 | 1.5 | 1.7 | 1.7 |  | Conventional Hydro | Water |  |  | 7 |  | 49.9429 | 70 | 7e-05
R1265 | Erie Blvd. Hydro - Seneca Oswego | Minetto 6 | C | 24041 | Minetto | Oswego | NY | 1975-01-01 | 1.6 | 1.5 | 1.7 | 1.7 |  | Conventional Hydro | Water |  |  | 6.8 |  | 48.516 | 68 | 6.8e-05
R1266 | Erie Blvd. Hydro - Seneca Oswego | Oswego Falls E 1 | C | 24041 | Oswego | Oswego | NY | 1914-01-01 | 1.53 | 1.5 | 1.6 | 1.6 |  | Conventional Hydro | Water |  |  | 7 |  | 52.2279 | 70 | 7e-05
R1267 | Erie Blvd. Hydro - Seneca Oswego | Oswego Falls E 2 | C | 24041 | Oswego | Oswego | NY | 1914-01-01 | 1.53 | 1.5 | 1.6 | 1.6 |  | Conventional Hydro | Water |  |  | 5.8 |  | 43.2745 | 58 | 5.8e-05
R1268 | Erie Blvd. Hydro - Seneca Oswego | Oswego Falls E 3 | C | 24041 | Oswego | Oswego | NY | 1914-01-01 | 1.53 | 1.5 | 1.6 | 1.6 |  | Conventional Hydro | Water |  |  | 7.5 |  | 55.9585 | 75 | 7.5e-05
R1269 | Erie Blvd. Hydro - Seneca Oswego | Oswego Falls W 4 | C | 24041 | Oswego | Oswego | NY | 1914-01-01 | 0.9 | 1 | 0.9 | 0.9 |  | Conventional Hydro | Water |  |  | 3.5 |  | 44.3937 | 35 | 3.5e-05
R1270 | Erie Blvd. Hydro - Seneca Oswego | Oswego Falls W 5 | C | 24041 | Oswego | Oswego | NY | 1914-01-01 | 0.9 | 1 | 0.9 | 0.9 |  | Conventional Hydro | Water |  |  | 3.1 |  | 39.3201 | 31 | 3.1e-05
R1271 | Erie Blvd. Hydro - Seneca Oswego | Oswego Falls W 6 | C | 24041 | Oswego | Oswego | NY | 2007-01-01 | 0.5 | 0.5 | 0.5 | 0.5 |  | Conventional Hydro | Water |  |  | 0.4 |  | 9.1324 | 4 | 4e-06
R1272 | Erie Blvd. Hydro - Seneca Oswego | Oswego Falls W 7 | C | 24041 | Oswego | Oswego | NY | 2007-01-01 | 0.5 | 0.5 | 0.5 | 0.5 |  | Conventional Hydro | Water |  |  | 0.1 |  | 2.2831 | 1 | 1e-06
R1273 | Erie Blvd. Hydro - Seneca Oswego | Varick 2 | C | 24041 | Oswego | Oswego | NY | 1926-01-01 | 2.2 | 1.9 | 2.3 | 2.3 |  | Conventional Hydro | Water |  |  | 6.7 |  | 34.7655 | 67 | 6.7e-05
R1274 | Erie Blvd. Hydro - Seneca Oswego | Varick 3 | C | 24041 | Oswego | Oswego | NY | 1926-01-01 | 2.2 | 2.1 | 2.3 | 2.3 |  | Conventional Hydro | Water |  |  | 4.2 |  | 21.7933 | 42 | 4.2e-05
R1275 | Erie Blvd. Hydro - Seneca Oswego | Varick 4 | C | 24041 | Oswego | Oswego | NY | 1926-01-01 | 2.2 | 1.9 | 2.3 | 2.3 |  | Conventional Hydro | Water |  |  | 4.2 |  | 21.7933 | 42 | 4.2e-05
R1276 | Erie Blvd. Hydro - Seneca Oswego | Varick 5 | C | 24041 | Oswego | Oswego | NY | 1926-01-01 | 2.2 | 1.9 | 2.3 | 2.3 |  | Conventional Hydro | Water |  |  | 5.8 |  | 30.0955 | 58 | 5.8e-05
R1277 | Erie Blvd. Hydro - South Salmon | Bennetts Bridge 1 | C | 24043 | Altmar | Oswego | NY | 1964-01-01 | 6.375 | 7 | 6.4 | 6.4 |  | Conventional Hydro | Water |  |  | 5.2 |  | 9.3115 | 52 | 5.2e-05
R1278 | Erie Blvd. Hydro - South Salmon | Bennetts Bridge 2 | C | 24043 | Altmar | Oswego | NY | 1966-01-01 | 6.375 | 7 | 6.4 | 6.4 |  | Conventional Hydro | Water |  |  | 20 |  | 35.8134 | 200 | 0.0002
R1279 | Erie Blvd. Hydro - South Salmon | Bennetts Bridge 3 | C | 24043 | Altmar | Oswego | NY | 1970-01-01 | 7 | 7.7 | 7 | 7 |  | Conventional Hydro | Water |  |  | 26.9 |  | 43.8682 | 269 | 0.000269
R1280 | Erie Blvd. Hydro - South Salmon | Bennetts Bridge 4 | C | 24043 | Altmar | Oswego | NY | 1970-01-01 | 7 | 7.7 | 7 | 7 |  | Conventional Hydro | Water |  |  | 32.8 |  | 53.4899 | 328 | 0.000328
R1281 | Erie Blvd. Hydro - South Salmon | Lighthouse Hill 1 | C | 24043 | Altmar | Oswego | NY | 1930-01-01 | 3.75 | 4.1 | 3.8 | 3.8 |  | Conventional Hydro | Water |  |  | 13.3 |  | 40.4871 | 133 | 0.000133
R1282 | Erie Blvd. Hydro - South Salmon | Lighthouse Hill 2 | C | 24043 | Altmar | Oswego | NY | 1930-01-01 | 3.75 | 4.1 | 3.8 | 3.8 |  | Conventional Hydro | Water |  |  | 6.8 |  | 20.7002 | 68 | 6.8e-05
R1312 | Exelon Generation Company, LLC | High Acres 1 | C | 23767 | Fairport | Wayne | NY | 1991-06-01 | 3.2 | 3.2 | 3.2 | 3.2 |  | Internal Combustion | Bio Gas |  |  | 26.9 |  | 95.9618 | 295.9 | 0.0002959
R1313 | Exelon Generation Company, LLC | High Acres 2 | C | 23767 | Fairport | Wayne | NY | 2008-02-28 | 6.4 | 6.4 | 6.4 | 6.4 |  | Internal Combustion | Bio Gas |  |  | 52.4 |  | 93.4646 | 576.4 | 0.0005764
R1330 | Howard Wind LLC | Howard Wind | C | 323690 | Howard | Steuben | NY | 2011-12-01 | 55.4 | 57.4 | 55.4 | 55.4 |  | Wind Turbine | Wind |  |  | 133.8 |  | 27.5703 | 1204.2 | 0.0012042
R1331 | Indeck Energy Services of Silver Springs | Indeck-Silver Springs | C | 23768 | Silver Springs | Wyoming | NY | 1991-04-01 | 56.6 | 51.5 | 50.7 | 62.4 | YES | Combined Cycle | Natural Gas | No. 2 Fuel Oil |  | 81 |  | 16.3367 | 35883 | 0.035883
R1334 | Indeck-Oswego LP | Indeck-Oswego | C | 23783 | Oswego | Oswego | NY | 1990-05-01 | 57.4 | 51.6 | 49.5 | 59 | YES | Combined Cycle | Natural Gas | No. 2 Fuel Oil |  | 52.8 |  | 10.5007 | 23390.4 | 0.02339
R1336 | Innovative Energy Systems, Inc. | Auburn LFG | C | 323710 | Auburn | Cayuga | NY | 2010-01-01 | 2.1 | 0 | 0 | 0 |  | Internal Combustion | Bio Gas |  |  | 3.6 | ( 1 ) | 19.5695 | 39.6 | 3.96e-05
R1343 | Innovative Energy Systems, Inc. | Steuben County LF | C | 323667 | Bath | Steuben | NY | 2012-08-01 | 3.2 | 3.2 | 3.2 | 3.2 |  | Internal Combustion | Bio Gas |  |  | 15.7 |  | 56.0074 | 172.7 | 0.0001727
R1423 | Marsh Hill Energy LLC | Marsh Hill Wind Farm | C | 323713 | Jasper | Steuben | NY | 2014-12-01 | 16.2 | 0 | 0 | 0 |  | Wind Turbine | Wind |  |  | 55 |  | 38.7564 | 495 | 0.000495
R1464 | New York State Elec. & Gas Corp. | AA Dairy | C | 5013 | Ithaca | Tompkins | NY | 1998-06-01 | 0.1 |  | 0 | 0 |  | Internal Combustion | Bio Gas
R1469 | New York State Elec. & Gas Corp. | Auburn - Mill St. | C | 5014 | Auburn | Cayuga | NY | 1981-10-01 | 0.4 |  | 0 | 0 |  | Conventional Hydro | Water
R1470 | New York State Elec. & Gas Corp. | Auburn - No. Div.St | C | 5015 | Auburn | Cayuga | NY | 1992-12-01 | 0.8 |  | 0 | 0 |  | Conventional Hydro | Water
R1471 | New York State Elec. & Gas Corp. | Auburn - State St. | C | 24147 | Auburn | Cayuga | NY | 1995-01-01 | 7.4 | 5.8 | 5.5 | 7.2 |  | Combustion Turbine | Natural Gas |  |  | 0.2 |  | 0.30853 | 88.6 | 8.86e-05
R1472 | New York State Elec. & Gas Corp. | Broome LFGE | C | 323600 | Binghamton | Broome | NY | 2007-09-01 | 2.1 | 2.1 | 2.1 | 2.1 |  | Internal Combustion | Bio Gas |  |  | 11.4 |  | 61.97 | 125.4 | 0.0001254
R1493 | New York State Elec. & Gas Corp. | Montville Falls | C | 5019 | Moravia | Cayuga | NY | 1992-08-01 | 0.2 |  | 0 | 0 |  | Conventional Hydro | Water
R1496 | New York State Elec. & Gas Corp. | Waterloo 2 | C | 5020 | Waterloo | Seneca | NY | 1998-06-01 | 0.534 |  | 0 | 0 |  | Conventional Hydro | Water
R1497 | New York State Elec. & Gas Corp. | Waterloo 3 | C | 5021 | Waterloo | Seneca | NY | 1998-06-01 | 0.533 |  | 0 | 0 |  | Conventional Hydro | Water
R1498 | New York State Elec. & Gas Corp. | Waterloo 4 | C | 5022 | Waterloo | Seneca | NY | 1998-06-01 | 0.533 |  | 0 | 0 |  | Conventional Hydro | Water
R1530 | Niagara Mohawk Power Corp. | City of Oswego (High Dam) | C | 23634 | Oswego | Oswego | NY | 1994-02-01 | 11.9 |  | 0 | 0 |  | Conventional Hydro | Water |  |  | 34.4 |  | 32.9995 | 344 | 0.000344
R1575 | Niagara Mohawk Power Corp. | Nottingham High School | C | 23634 | Syracuse | Onondaga | NY | 1988-06-01 | 0.2 |  | 0 | 0 |  | Cogeneration | Natural Gas
R1578 | Niagara Mohawk Power Corp. | Onondaga County | C | 23987 | North Syracuse | Onondaga | NY | 1994-12-01 | 39.5 | 32.6 | 0 | 0 |  | Steam Turbine (Fossil) | Refuse |  |  | 198.2 |  | 57.2799 | 4558.6 | 0.0045586
R1579 | Niagara Mohawk Power Corp. | Onondaga Energy Partners | C | 23634 | Onondaga | Onondaga | NY | 1987-12-01 | 1.4 |  | 0 | 0 |  | Internal Combustion | Bio Gas
R1580 | Niagara Mohawk Power Corp. | Oswego County | C | 23634 | Oswego | Oswego | NY | 1986-03-01 | 3.6 |  | 0 | 0 |  | Steam Turbine (Fossil) | Refuse |  |  | 5.2 |  | 16.4891 | 119.6 | 0.0001196
R1581 | Niagara Mohawk Power Corp. | Oswego Hydro Partners LP | C | 23634 | Phoenix | Oswego | NY | 1990-12-01 | 3.4 |  | 0 | 0 |  | Conventional Hydro | Water |  |  | 8.8 |  | 29.5461 | 88 | 8.8e-05
R1586 | Niagara Mohawk Power Corp. | Seneca Limited | C | 23634 | Syracuse | Onondaga | NY | 1985-12-01 | 0.2 |  | 0 | 0 |  | Conventional Hydro | Water
R1607 | Niagara Mohawk Power Corp. | Wave Hydro LLC | C | 23634 | Baldwinsville | Onondaga | NY | 2010-02-07 | 0.823 |  | 0 | 0 |  | Conventional Hydro | Water |  |  | 0.4 |  | 5.5483 | 4 | 4e-06
R1609 | Nine Mile Point Nuclear Station, LLC | Nine Mile Point 1 | C | 23575 | Scriba | Oswego | NY | 1969-11-01 | 641.8 | 630.5 | 625.4 | 634.6 |  | Steam (BWR Nuclear) | Uranium |  |  | 5377.1 |  | 95.641 | 354888.6 | 0.35489
R1610 | Nine Mile Point Nuclear Station, LLC | Nine Mile Point 2 | C | 23744 | Scriba | Oswego | NY | 1988-08-01 | 1320 | 1246.6 | 1291.3 | 1298.7 |  | Steam (BWR Nuclear) | Uranium |  |  | 10115.7 |  | 87.4818 | 667636.2 | 0.66764
R1616 | Noble Wethersfield Windpark, LLC | Wethersfield Wind Power | C | 323626 | Wethersfield | Wyoming | NY | 2008-12-11 | 126 | 126 | 126 | 126 |  | Wind Turbine | Wind |  |  | 264.8 |  | 23.9907 | 2383.2 | 0.0023832
R1640 | NRG Power Marketing LLC | Oswego 5 | C | 23606 | Oswego | Oswego | NY | 1976-02-01 | 901.8 | 850.3 | 815.5 | 822.5 |  | Steam Turbine (Fossil) | No. 6 Fuel Oil |  |  | 17.1 |  | 0.21646 | 12705.3 | 0.012705
R1641 | NRG Power Marketing LLC | Oswego 6 | C | 23613 | Oswego | Oswego | NY | 1980-07-01 | 901.8 | 835.2 | 823.2 | 832.2 | YES | Steam Turbine (Fossil) | No. 6 Fuel Oil | Natural Gas |  | 21.8 |  | 0.27596 | 16197.4 | 0.016197
R1642 | NRG Power Marketing LLC | Oswego IC 1 | C | 5052 | Oswego | Oswego | NY | 1967-08-01 | 0.7 |  | 0 | 0 |  | Internal Combustion | No. 2 Fuel Oil
R1643 | NRG Power Marketing LLC | Oswego IC 2 | C | 5053 | Oswego | Oswego | NY | 1976-02-01 | 0.8 |  | 0 | 0 |  | Internal Combustion | No. 2 Fuel Oil
R1644 | NRG Power Marketing LLC | Oswego IC 3 | C | 5054 | Oswego | Oswego | NY | 1980-07-01 | 0.8 |  | 0 | 0 |  | Internal Combustion | No. 2 Fuel Oil
R1669 | SBF New York, LLC | Syracuse | C | 23985 | Syracuse | Onondaga | NY | 1993-09-01 | 102.7 | 86.8 | 81.7 | 94 | YES | Combined Cycle | Natural Gas | No. 2 Fuel Oil |  | 27.8 |  | 3.0901 | 12315.4 | 0.012315
R1672 | Seneca Energy II, LLC | Ontario LFGE | C | 23819 | Canandaigua | Ontario | NY | 2003-12-01 | 11.2 | 7.6 | 11.2 | 11.2 |  | Internal Combustion | Bio Gas |  |  | 58.7 |  | 59.8296 | 645.7 | 0.0006457
R1673 | Seneca Energy II, LLC | Seneca Energy 1 | C | 23797 | Seneca Falls | Seneca | NY | 1996-03-01 | 8.8 | 8.8 | 8.8 | 8.8 |  | Internal Combustion | Bio Gas |  |  | 133.5 | ( G ) |  | 1468.5 | 0.0014685
R1674 | Seneca Energy II, LLC | Seneca Energy 2 | C | 23797 | Seneca Falls | Seneca | NY | 1997-08-01 | 8.8 | 8.8 | 8.8 | 8.8 |  | Internal Combustion | Bio Gas
R1675 | Seneca Falls Power Corp. | Seneca Falls 1 | C | 23627 | Seneca Falls | Seneca | NY | 1998-06-01 | 1.8 | 1.6 | 0 | 0 |  | Conventional Hydro | Water
R1676 | Seneca Falls Power Corp. | Seneca Falls 2 | C | 23627 | Seneca Falls | Seneca | NY | 1998-06-01 | 1.8 | 1.6 | 0 | 0 |  | Conventional Hydro | Water
R1677 | Seneca Falls Power Corp. | Seneca Falls 4 | C | 23627 | Seneca Falls | Seneca | NY | 1998-06-01 | 2 | 1.8 | 0 | 0 |  | Conventional Hydro | Water
R1684 | Sheldon Energy LLC | High Sheldon Wind Farm | C | 323625 | Sheldon | Wyoming | NY | 2009-02-01 | 118.1 | 112.5 | 118.1 | 118.1 |  | Wind Turbine | Wind |  |  | 267.6 |  | 25.8662 | 2408.4 | 0.0024084
R1688 | Stony Creek Energy LLC | Orangeville Wind Farm | C | 323706 | Orangeville | Wyoming | NY | 2013-12-01 | 93.9 | 94.4 | 93.9 | 93.9 |  | Wind Turbine | Wind |  |  | 265 |  | 32.2163 | 2385 | 0.002385
Totals | [8 empty] | 7377.703 | [8 empty] | 29248.9 |  |  | 4291542.6 | 4.2915

## Zone D
Line No. | Billing Org | Station Unit | Zone | PTID | Town | Cnty | St | MM-DD-YYYY | Nameplate MW | CRIS SUM MW | CAPABILITY SUM MW | CAPABILITY WIN MW | DUAL | Unit Type | Fuel Type 1 | Fuel Type 2 | Fuel Type 3 | 2016 GWh | Notes | Capacity % | CO2 Emissions MTCO2 | CO2 Emissions MMTCO2
R1114 | Consolidated Edison Energy, Inc. | Massena | D | 23902 | Massena | St Lawrence | NY | 1992-07-01 | 102.1 | 82.2 | 81.1 | 92.3 | YES | Combined Cycle | Natural Gas | No. 2 Fuel Oil |  | 3.9 |  | 0.43605 | 1727.7 | 0.0017277
R1218 | Erie Blvd. Hydro - North Salmon | Allens Falls | D | 24042 | Allens Falls | St Lawrence | NY | 1927-01-01 | 4.4 | 5 | 4.4 | 4.4 |  | Conventional Hydro | Water |  |  | 20.2 |  | 52.4076 | 202 | 0.000202
R1219 | Erie Blvd. Hydro - North Salmon | Chasm 1 | D | 24042 | Chateaugay | Franklin | NY | 1913-01-01 | 1 | 1.1 | 1 | 1 |  | Conventional Hydro | Water |  |  | 6.9 |  | 78.7671 | 69 | 6.9e-05
R1220 | Erie Blvd. Hydro - North Salmon | Chasm 2 | D | 24042 | Chateaugay | Franklin | NY | 1913-01-01 | 1 | 1.1 | 1 | 1 |  | Conventional Hydro | Water |  |  | 4 |  | 45.6621 | 40 | 4e-05
R1221 | Erie Blvd. Hydro - North Salmon | Chasm 3 | D | 24042 | Chateaugay | Franklin | NY | 1926-01-01 | 1.35 | 1.6 | 1.4 | 1.4 |  | Conventional Hydro | Water |  |  | 8.1 |  | 68.4932 | 81 | 8.1e-05
R1222 | Erie Blvd. Hydro - North Salmon | Franklin 1 | D | 24042 | Franklin | Franklin | NY | 1911-01-01 | 1.135 | 1.1 | 1.1 | 1.1 |  | Conventional Hydro | Water |  |  | 5.3 |  | 53.306 | 53 | 5.3e-05
R1223 | Erie Blvd. Hydro - North Salmon | Franklin 2 | D | 24042 | Franklin | Franklin | NY | 1926-01-01 | 1.135 | 1.1 | 1.1 | 1.1 |  | Conventional Hydro | Water |  |  | 3.1 |  | 31.179 | 31 | 3.1e-05
R1224 | Erie Blvd. Hydro - North Salmon | Macomb | D | 24042 | Malone | Franklin | NY | 1940-01-01 | 1 | 0.9 | 1 | 1 |  | Conventional Hydro | Water |  |  | 5.7 |  | 65.0685 | 57 | 5.7e-05
R1225 | Erie Blvd. Hydro - North Salmon | Parishville | D | 24042 | Parishville | St Lawrence | NY | 1925-01-01 | 2.4 | 2.3 | 2.4 | 2.4 |  | Conventional Hydro | Water |  |  | 12.7 |  | 60.4072 | 127 | 0.000127
R1226 | Erie Blvd. Hydro - North Salmon | Piercefield 1 | D | 24042 | Piercefield | St Lawrence | NY | 1957-01-01 | 1.5 | 1.6 | 1.5 | 1.5 |  | Conventional Hydro | Water |  |  | 9 |  | 68.4932 | 90 | 9e-05
R1227 | Erie Blvd. Hydro - North Salmon | Piercefield 2 | D | 24042 | Piercefield | St Lawrence | NY | 1924-01-01 | 0.6 | 0.6 | 0.6 | 0.6 |  | Conventional Hydro | Water |  |  | 3.5 |  | 66.5906 | 35 | 3.5e-05
R1228 | Erie Blvd. Hydro - North Salmon | Piercefield 3 | D | 24042 | Piercefield | St Lawrence | NY | 1924-01-01 | 0.6 | 0.6 | 0.6 | 0.6 |  | Conventional Hydro | Water |  |  | 2.7 |  | 51.3699 | 27 | 2.7e-05
R1338 | Innovative Energy Systems, Inc. | Clinton LFGE | D | 323618 | Morrisonville | Clinton | NY | 2008-10-01 | 6.4 | 6.4 | 6.4 | 6.4 |  | Internal Combustion | Bio Gas |  |  | 33.9 |  | 60.4666 | 372.9 | 0.0003729
R1347 | Jericho Rise Wind Farm LLC | Jericho Rise Wind Farm | D | 323719 | Chateaugay | Franklin | NY | 2016-12-01 | 77.7 | 77.7 | 77.7 | 77.7 |  | Wind Turbine | Wind |  |  | 15.3 | ( 2 ) ( N ) | 2.2478 | 137.7 | 0.0001377
R1422 | Marble River LLC | Marble River Wind | D | 323696 | Ellenburg | Clinton | NY | 2012-07-01 | 215.5 | 215.2 | 215.5 | 215.5 |  | Wind Turbine | Wind |  |  | 523.6 |  | 27.7363 | 4712.4 | 0.0047124
R1457 | New York Power Authority | St Lawrence - FDR (Fleet) | D | 23600 | Massena | St Lawrence | NY | 1958-07-01 | 1088 | 856 | 856 | 823.6 |  | Conventional Hydro | Water |  |  | 7113.4 |  | 74.6353 | 71134 | 0.071134
R1465 | New York State Elec. & Gas Corp. | Alice Falls 1 | D | 23915 | Ausable | Clinton | NY | 1991-11-01 | 1.5 | 1.6 | 0 | 0 |  | Conventional Hydro | Water
R1466 | New York State Elec. & Gas Corp. | Alice Falls 2 | D | 23915 | Ausable | Clinton | NY | 1991-11-01 | 0.6 | 0.6 | 0 | 0 |  | Conventional Hydro | Water
R1473 | New York State Elec. & Gas Corp. | Cadyville 1 | D | 23628 | Schuyler Falls | Clinton | NY | 1921-08-01 | 1.2 | 1 | 1.2 | 1.2 |  | Conventional Hydro | Water
R1474 | New York State Elec. & Gas Corp. | Cadyville 2 | D | 23628 | Schuyler Falls | Clinton | NY | 1921-08-01 | 1.2 | 1 | 1.2 | 1.2 |  | Conventional Hydro | Water |  |  | 4.3 |  | 40.9056 | 43 | 4.3e-05
R1475 | New York State Elec. & Gas Corp. | Cadyville 3 | D | 23628 | Schuyler Falls | Clinton | NY | 1986-09-01 | 3.1 | 2.7 | 3.1 | 3.1 |  | Conventional Hydro | Water |  |  | 19.6 |  | 72.1756 | 196 | 0.000196
R1476 | New York State Elec. & Gas Corp. | Chasm Falls Hydro | D | 5016 | Chateaugay | Franklin | NY | 1982-03-01 | 1.6 |  | 0 | 0 |  | Conventional Hydro | Water
R1478 | New York State Elec. & Gas Corp. | Harris Lake | D | 5018 | Newcomb | Essex | NY | 1967-08-01 | 1.7 |  | 0 | 0 |  | Internal Combustion | No. 2 Fuel Oil
R1479 | New York State Elec. & Gas Corp. | High Falls 1 | D | 23628 | Saranac | Clinton | NY | 1948-08-01 | 4 | 4.3 | 4 | 4 |  | Conventional Hydro | Water |  |  | 19.4 |  | 55.3653 | 194 | 0.000194
R1480 | New York State Elec. & Gas Corp. | High Falls 2 | D | 23628 | Saranac | Clinton | NY | 1949-08-01 | 4 | 4.3 | 4 | 4 |  | Conventional Hydro | Water |  |  | 25.1 |  | 71.6324 | 251 | 0.000251
R1481 | New York State Elec. & Gas Corp. | High Falls 3 | D | 23628 | Saranac | Clinton | NY | 1956-08-01 | 7 | 8.2 | 7 | 7 |  | Conventional Hydro | Water |  |  | 21.8 |  | 35.5512 | 218 | 0.000218
R1482 | New York State Elec. & Gas Corp. | Kent Falls 1 | D | 23628 | Schuyler Falls | Clinton | NY | 1928-08-01 | 3.6 | 3 | 3.6 | 3.6 |  | Conventional Hydro | Water |  |  | 11 |  | 34.8808 | 110 | 0.00011
R1483 | New York State Elec. & Gas Corp. | Kent Falls 2 | D | 23628 | Schuyler Falls | Clinton | NY | 1928-08-01 | 3.6 | 3 | 3.6 | 3.6 |  | Conventional Hydro | Water
R1484 | New York State Elec. & Gas Corp. | Kent Falls 3 | D | 23628 | Schuyler Falls | Clinton | NY | 1985-07-01 | 6.4 | 6 | 6.4 | 6.4 |  | Conventional Hydro | Water |  |  | 28.6 |  | 51.0131 | 286 | 0.000286
R1485 | New York State Elec. & Gas Corp. | Lower Saranac 1 | D | 23913 | Schuyler Falls | Clinton | NY | 1990-10-01 | 3.2 | 3.5 | 0 | 0 |  | Conventional Hydro | Water
R1486 | New York State Elec. & Gas Corp. | Lower Saranac 2 | D | 23913 | Schuyler Falls | Clinton | NY | 1990-10-01 | 3.2 | 3.5 | 0 | 0 |  | Conventional Hydro | Water
R1487 | New York State Elec. & Gas Corp. | Lower Saranac 3 | D | 23913 | Schuyler Falls | Clinton | NY | 1990-10-01 | 0.3 | 2.9 | 0 | 0 |  | Conventional Hydro | Water
R1490 | New York State Elec. & Gas Corp. | Mill C 1 | D | 23628 | Plattsburgh | Clinton | NY | 1944-08-01 | 1 | 0.9 | 1 | 1 |  | Conventional Hydro | Water |  |  | 4.3 |  | 49.0868 | 43 | 4.3e-05
R1491 | New York State Elec. & Gas Corp. | Mill C 2 | D | 23628 | Plattsburgh | Clinton | NY | 1943-08-01 | 1.2 | 1.2 | 1.2 | 1.2 |  | Conventional Hydro | Water |  |  | 3.6 |  | 34.2466 | 36 | 3.6e-05
R1492 | New York State Elec. & Gas Corp. | Mill C 3 | D | 23628 | Plattsburgh | Clinton | NY | 1984-11-01 | 3.8 | 3.7 | 3.8 | 3.8 |  | Conventional Hydro | Water |  |  | 16.9 |  | 50.769 | 169 | 0.000169
R1494 | New York State Elec. & Gas Corp. | Rainbow Falls 1 | D | 23628 | Ausable | Clinton | NY | 1926-08-01 | 1.3 | 1.5 | 1.3 | 1.3 |  | Conventional Hydro | Water
R1495 | New York State Elec. & Gas Corp. | Rainbow Falls 2 | D | 23628 | Ausable | Clinton | NY | 1927-08-01 | 1.3 | 1.5 | 1.3 | 1.3 |  | Conventional Hydro | Water
R1504 | Niagara Mohawk Power Corp. | Azure Mountain | D | 24055 | St. Regis Falls | Franklin | NY | 1993-08-01 | 0.6 |  | 0 | 0 |  | Conventional Hydro | Water |  |  | 2.4 |  | 45.6621 | 24 | 2.4e-05
R1507 | Niagara Mohawk Power Corp. | Bellows Towers | D | 24055 | Malone | Franklin | NY | 1987-06-01 | 0.2 |  | 0 | 0 |  | Conventional Hydro | Water
R1549 | Niagara Mohawk Power Corp. | Franklin Hydro | D | 24055 | Franklin Falls | Franklin | NY | 1995-03-01 | 0.3 |  | 0 | 0 |  | Conventional Hydro | Water
R1576 | Niagara Mohawk Power Corp. | Oakvale Construction | D | 24055 | Wilmington | Essex | NY | 2009-11-01 | 0.4 |  | 0 | 0 |  | Conventional Hydro | Water |  |  | 1.2 |  | 34.2466 | 12 | 1.2e-05
R1594 | Niagara Mohawk Power Corp. | Synergics - Union Falls | D | 24055 | Union Falls | Clinton | NY | 1987-12-01 | 3 |  | 0 | 0 |  | Conventional Hydro | Water |  |  | 8.2 |  | 31.2024 | 82 | 8.2e-05
R1606 | Niagara Mohawk Power Corp. | Village of Saranac Lake | D | 24055 | Saranac Lake | Franklin | NY | 1996-12-01 | 0.2 |  | 0 | 0 |  | Conventional Hydro | Water
R1611 | Noble Altona Windpark, LLC | Altona Wind Power | D | 323606 | Altona | Clinton | NY | 2008-09-23 | 97.5 | 97.5 | 97.5 | 97.5 |  | Wind Turbine | Wind |  |  | 170.1 |  | 19.9157 | 1530.9 | 0.0015309
R1613 | Noble Chateaugay Windpark, LLC | Chateaugay Wind Power | D | 323614 | Chateaugay | Franklin | NY | 2008-10-07 | 106.5 | 106.5 | 106.5 | 106.5 |  | Wind Turbine | Wind |  |  | 209.6 |  | 22.4666 | 1886.4 | 0.0018864
R1614 | Noble Clinton Windpark 1, LLC | Clinton Wind Power | D | 323605 | Clinton | Clinton | NY | 2008-04-09 | 100.5 | 100.5 | 100.5 | 100.5 |  | Wind Turbine | Wind |  |  | 175.1 |  | 19.8891 | 1575.9 | 0.0015759
R1615 | Noble Ellenburg Windpark, LLC | Ellenburg Wind Power | D | 323604 | Ellenburg | Clinton | NY | 2008-03-31 | 81 | 81 | 81 | 81 |  | Wind Turbine | Wind |  |  | 168.8 |  | 23.7894 | 1519.2 | 0.0015192
R1704 | TransAlta Energy Marketing (U.S.) Inc. | Saranac Energy | D | 23793 | Plattsburgh | Clinton | NY | 1994-06-01 | 285.6 | 253.7 | 246.4 | 270.9 |  | Combined Cycle | Natural Gas |  |  | 88.6 |  | 3.5414 | 39249.8 | 0.03925
R1705 | Triton Power Company | Chateaugay High Falls | D | 323578 | Chateaugay | Franklin | NY | 1987-12-01 | 1.7 | 1.7 | 0 | 0 |  | Conventional Hydro | Water |  |  | 6.2 |  | 41.6331 | 62 | 6.2e-05
Totals | [8 empty] | 2238.12 | [8 empty] | 8756.1 |  |  | 126384.9 | 0.12638

## Zone E
Line No. | Billing Org | Station Unit | Zone | PTID | Town | Cnty | St | MM-DD-YYYY | Nameplate MW | CRIS SUM MW | CAPABILITY SUM MW | CAPABILITY WIN MW | DUAL | Unit Type | Fuel Type 1 | Fuel Type 2 | Fuel Type 3 | 2016 GWh | Notes | Capacity % | CO2 Emissions MTCO2 | CO2 Emissions MMTCO2
R1072 | Boralex Hydro Operations Inc | Sissonville | E | 23735 | Potsdam | St Lawrence | NY | 1990-08-01 | 3.1 | 3 | 3.1 | 3.1 |  | Conventional Hydro | Water |  |  | 11.6 |  | 42.7162 | 116 | 0.000116
R1100 | CHI Energy Inc | Goodyear Lake | E | 323669 | Milford | Otsego | NY | 1980-07-01 | 1.4 | 1.4 | 0 | 0 |  | Conventional Hydro | Water |  |  | 4.5 |  | 36.6928 | 45 | 4.5e-05
R1115 | Consolidated Edison Energy, Inc. | Munnsville Wind Power | E | 323609 | Bouckville | Madison | NY | 2007-08-20 | 34.5 | 34.5 | 34.5 | 34.5 |  | Wind Turbine | Wind |  |  | 93.9 |  | 31.0701 | 845.1 | 0.0008451
R1135 | EDF Energy Services, LLC | Glen Park Hydro | E | 23778 | Glen Park | Jefferson | NY | 1986-01-01 | 44 | 40.4 | 32.6 | 32.6 |  | Conventional Hydro | Water |  |  | 126.2 |  | 32.7418 | 1262 | 0.001262
R1141 | Erie Blvd. Hydro - Beaver River | Belfort 1 | E | 24048 | Belfort | Lewis | NY | 1903-01-01 | 0.4 | 0.4 | 0.4 | 0.4 |  | Conventional Hydro | Water |  |  | 1.2 |  | 34.2466 | 12 | 1.2e-05
R1142 | Erie Blvd. Hydro - Beaver River | Belfort 2 | E | 24048 | Belfort | Lewis | NY | 1915-01-01 | 0.64 | 0.6 | 0.6 | 0.6 |  | Conventional Hydro | Water |  |  | 2.7 |  | 48.1592 | 27 | 2.7e-05
R1143 | Erie Blvd. Hydro - Beaver River | Belfort 3 | E | 24048 | Belfort | Lewis | NY | 1918-01-01 | 1 | 1 | 1 | 1 |  | Conventional Hydro | Water |  |  | 7 |  | 79.9087 | 70 | 7e-05
R1144 | Erie Blvd. Hydro - Beaver River | Eagle 1 | E | 24048 | Watson | Lewis | NY | 1914-01-01 | 1.3 | 1.2 | 1.3 | 1.3 |  | Conventional Hydro | Water |  |  | 6.1 |  | 53.5652 | 61 | 6.1e-05
R1145 | Erie Blvd. Hydro - Beaver River | Eagle 2 | E | 24048 | Watson | Lewis | NY | 1915-01-01 | 1.35 | 1.3 | 1.4 | 1.4 |  | Conventional Hydro | Water |  |  | 4.6 |  | 38.8973 | 46 | 4.6e-05
R1146 | Erie Blvd. Hydro - Beaver River | Eagle 3 | E | 24048 | Watson | Lewis | NY | 1919-01-01 | 1.35 | 1.3 | 1.4 | 1.4 |  | Conventional Hydro | Water |  |  | 4.7 |  | 39.7429 | 47 | 4.7e-05
R1147 | Erie Blvd. Hydro - Beaver River | Eagle 4 | E | 24048 | Watson | Lewis | NY | 1925-01-01 | 2.05 | 2 | 2.1 | 2.1 |  | Conventional Hydro | Water |  |  | 14.2 |  | 79.0734 | 142 | 0.000142
R1148 | Erie Blvd. Hydro - Beaver River | Effley 1 | E | 24048 | Belfort | Lewis | NY | 1902-01-01 | 0.4 | 0.3 | 0.4 | 0.4 |  | Conventional Hydro | Water |  |  | 1.4 |  | 39.9543 | 14 | 1.4e-05
R1149 | Erie Blvd. Hydro - Beaver River | Effley 2 | E | 24048 | Belfort | Lewis | NY | 1907-01-01 | 0.4 | 0.3 | 0.4 | 0.4 |  | Conventional Hydro | Water |  |  | 1.7 |  | 48.516 | 17 | 1.7e-05
R1150 | Erie Blvd. Hydro - Beaver River | Effley 3 | E | 24048 | Belfort | Lewis | NY | 1910-01-01 | 0.6 | 0.5 | 0.6 | 0.6 |  | Conventional Hydro | Water |  |  | 2.6 |  | 49.4673 | 26 | 2.6e-05
R1151 | Erie Blvd. Hydro - Beaver River | Effley 4 | E | 24048 | Belfort | Lewis | NY | 1923-01-01 | 1.56 | 1.5 | 1.6 | 1.6 |  | Conventional Hydro | Water |  |  | 8.2 |  | 60.0047 | 82 | 8.2e-05
R1152 | Erie Blvd. Hydro - Beaver River | Elmer 1 | E | 24048 | Belfort | Lewis | NY | 1916-01-01 | 0.75 | 0.9 | 0.8 | 0.8 |  | Conventional Hydro | Water |  |  | 5.4 |  | 82.1918 | 54 | 5.4e-05
R1153 | Erie Blvd. Hydro - Beaver River | Elmer 2 | E | 24048 | Belfort | Lewis | NY | 1916-01-01 | 0.75 | 0.9 | 0.8 | 0.8 |  | Conventional Hydro | Water |  |  | 4.9 |  | 74.5814 | 49 | 4.9e-05
R1154 | Erie Blvd. Hydro - Beaver River | High Falls 1 | E | 24048 | Indian River | Lewis | NY | 1925-01-01 | 1.6 | 1.9 | 1.6 | 1.6 |  | Conventional Hydro | Water |  |  | 6.9 |  | 49.2295 | 69 | 6.9e-05
R1155 | Erie Blvd. Hydro - Beaver River | High Falls 2 | E | 24048 | Indian River | Lewis | NY | 1925-01-01 | 1.6 | 1.9 | 1.6 | 1.6 |  | Conventional Hydro | Water |  |  | 9.1 |  | 64.9258 | 91 | 9.1e-05
R1156 | Erie Blvd. Hydro - Beaver River | High Falls 3 | E | 24048 | Indian River | Lewis | NY | 1925-01-01 | 1.6 | 1.9 | 1.6 | 1.6 |  | Conventional Hydro | Water |  |  | 11.7 |  | 83.476 | 117 | 0.000117
R1157 | Erie Blvd. Hydro - Beaver River | Moshier 1 | E | 24048 | Belfort | Herkimer | NY | 1929-01-01 | 4 | 4 | 4 | 4 |  | Conventional Hydro | Water |  |  | 27.5 |  | 78.4817 | 275 | 0.000275
R1158 | Erie Blvd. Hydro - Beaver River | Moshier 2 | E | 24048 | Belfort | Herkimer | NY | 1929-01-01 | 4 | 4 | 4 | 4 |  | Conventional Hydro | Water |  |  | 7.5 |  | 21.4041 | 75 | 7.5e-05
R1159 | Erie Blvd. Hydro - Beaver River | Soft Maple 1 | E | 24048 | Croghan | Lewis | NY | 1925-01-01 | 7.5 | 8 | 7.5 | 7.5 |  | Conventional Hydro | Water |  |  | 24.4 |  | 37.1385 | 244 | 0.000244
R1160 | Erie Blvd. Hydro - Beaver River | Soft Maple 2 | E | 24048 | Croghan | Lewis | NY | 1925-01-01 | 7.5 | 8 | 7.5 | 7.5 |  | Conventional Hydro | Water |  |  | 9.2 |  | 14.003 | 92 | 9.2e-05
R1161 | Erie Blvd. Hydro - Beaver River | Taylorville 1 | E | 24048 | Belfort | Lewis | NY | 1913-01-01 | 1.1 | 1 | 1.1 | 1.1 |  | Conventional Hydro | Water |  |  | 5.6 |  | 58.1154 | 56 | 5.6e-05
R1162 | Erie Blvd. Hydro - Beaver River | Taylorville 2 | E | 24048 | Belfort | Lewis | NY | 1913-01-01 | 1.1 | 1 | 1.1 | 1.1 |  | Conventional Hydro | Water |  |  | 4.5 |  | 46.6999 | 45 | 4.5e-05
R1163 | Erie Blvd. Hydro - Beaver River | Taylorville 3 | E | 24048 | Belfort | Lewis | NY | 1913-01-01 | 1.1 | 1 | 1.1 | 1.1 |  | Conventional Hydro | Water |  |  | 4 |  | 41.511 | 40 | 4e-05
R1164 | Erie Blvd. Hydro - Beaver River | Taylorville 4 | E | 24048 | Belfort | Lewis | NY | 1927-01-01 | 1.2 | 1.1 | 1.2 | 1.2 |  | Conventional Hydro | Water |  |  | 7.3 |  | 69.4444 | 73 | 7.3e-05
R1165 | Erie Blvd. Hydro - Black River | Beebee Island 1 | E | 24047 | Watertown | Jefferson | NY | 1963-01-01 | 4 | 4.4 | 4 | 4 |  | Conventional Hydro | Water |  |  | 12.4 |  | 35.3881 | 124 | 0.000124
R1166 | Erie Blvd. Hydro - Black River | Beebee Island 2 | E | 24047 | Watertown | Jefferson | NY | 1968-01-01 | 4 | 4.4 | 4 | 4 |  | Conventional Hydro | Water |  |  | 25.1 |  | 71.6324 | 251 | 0.000251
R1167 | Erie Blvd. Hydro - Black River | Black River 1 | E | 24047 | Black River | Jefferson | NY | 1920-01-01 | 2 | 2.3 | 2 | 2 |  | Conventional Hydro | Water |  |  | 6.8 |  | 38.8128 | 68 | 6.8e-05
R1168 | Erie Blvd. Hydro - Black River | Black River 2 | E | 24047 | Black River | Jefferson | NY | 1920-01-01 | 2 | 2.3 | 2 | 2 |  | Conventional Hydro | Water |  |  | 12.9 |  | 73.6301 | 129 | 0.000129
R1169 | Erie Blvd. Hydro - Black River | Black River 3 | E | 24047 | Black River | Jefferson | NY | 1920-01-01 | 2 | 2.3 | 2 | 2 |  | Conventional Hydro | Water |  |  | 3.5 |  | 19.9772 | 35 | 3.5e-05
R1170 | Erie Blvd. Hydro - Black River | Deferiet 1 | E | 24047 | Deferiet | Jefferson | NY | 1925-01-01 | 3.6 | 3.7 | 3.6 | 3.6 |  | Conventional Hydro | Water |  |  | 14.1 |  | 44.7108 | 141 | 0.000141
R1171 | Erie Blvd. Hydro - Black River | Deferiet 2 | E | 24047 | Deferiet | Jefferson | NY | 1925-01-01 | 3.6 | 3.7 | 3.6 | 3.6 |  | Conventional Hydro | Water |  |  | 23.5 |  | 74.518 | 235 | 0.000235
R1172 | Erie Blvd. Hydro - Black River | Deferiet 3 | E | 24047 | Deferiet | Jefferson | NY | 1925-01-01 | 3.6 | 3.7 | 3.6 | 3.6 |  | Conventional Hydro | Water |  |  | 7.7 |  | 24.4165 | 77 | 7.7e-05
R1173 | Erie Blvd. Hydro - Black River | Herrings 1 | E | 24047 | Herrings | Jefferson | NY | 1924-01-01 | 1.8 | 1.8 | 1.8 | 1.8 |  | Conventional Hydro | Water |  |  | 5.2 |  | 32.9782 | 52 | 5.2e-05
R1174 | Erie Blvd. Hydro - Black River | Herrings 2 | E | 24047 | Herrings | Jefferson | NY | 1924-01-01 | 1.8 | 1.8 | 1.8 | 1.8 |  | Conventional Hydro | Water |  |  | 8.5 |  | 53.9066 | 85 | 8.5e-05
R1175 | Erie Blvd. Hydro - Black River | Herrings 3 | E | 24047 | Herrings | Jefferson | NY | 1924-01-01 | 1.8 | 1.8 | 1.8 | 1.8 |  | Conventional Hydro | Water |  |  | 2.1 |  | 13.3181 | 21 | 2.1e-05
R1176 | Erie Blvd. Hydro - Black River | Kamargo 1 | E | 24047 | Black River | Jefferson | NY | 1921-01-01 | 1.8 | 1.8 | 1.8 | 1.8 |  | Conventional Hydro | Water |  |  | 5.9 |  | 37.4176 | 59 | 5.9e-05
R1177 | Erie Blvd. Hydro - Black River | Kamargo 2 | E | 24047 | Black River | Jefferson | NY | 1921-01-01 | 1.8 | 1.8 | 1.8 | 1.8 |  | Conventional Hydro | Water |  |  | 8.5 |  | 53.9066 | 85 | 8.5e-05
R1178 | Erie Blvd. Hydro - Black River | Kamargo 3 | E | 24047 | Black River | Jefferson | NY | 1921-01-01 | 1.8 | 1.8 | 1.8 | 1.8 |  | Conventional Hydro | Water |  |  | 2.5 |  | 15.8549 | 25 | 2.5e-05
R1179 | Erie Blvd. Hydro - Black River | Sewalls 1 | E | 24047 | Watertown | Jefferson | NY | 1925-01-01 | 1 | 1.1 | 1 | 1 |  | Conventional Hydro | Water |  |  | 5.4 |  | 61.6438 | 54 | 5.4e-05
R1180 | Erie Blvd. Hydro - Black River | Sewalls 2 | E | 24047 | Watertown | Jefferson | NY | 1925-01-01 | 1 | 1.1 | 1 | 1 |  | Conventional Hydro | Water |  |  | 4.4 |  | 50.2283 | 44 | 4.4e-05
R1187 | Erie Blvd. Hydro - East Canada Mohawk | Inghams 1 | E | 24050 | Little Falls | Herkimer | NY | 1912-01-01 | 3.2 | 3.5 | 3.2 | 3.2 |  | Conventional Hydro | Water |  |  | 7.8 |  | 27.8253 | 78 | 7.8e-05
R1188 | Erie Blvd. Hydro - East Canada Mohawk | Inghams 2 | E | 24050 | Little Falls | Herkimer | NY | 1912-01-01 | 3.2 | 3.5 | 3.2 | 3.2 |  | Conventional Hydro | Water |  |  | 10.4 |  | 37.1005 | 104 | 0.000104
R1201 | Erie Blvd. Hydro - Lower Raquette | Colton 1 | E | 24057 | Colton | St Lawrence | NY | 1962-01-01 | 10 | 10 | 10 | 10 |  | Conventional Hydro | Water |  |  | 60.1 |  | 68.6073 | 601 | 0.000601
R1202 | Erie Blvd. Hydro - Lower Raquette | Colton 2 | E | 24057 | Colton | St Lawrence | NY | 1918-01-01 | 10 | 10 | 10 | 10 |  | Conventional Hydro | Water |  |  | 52.3 |  | 59.7032 | 523 | 0.000523
R1203 | Erie Blvd. Hydro - Lower Raquette | Colton 3 | E | 24057 | Colton | St Lawrence | NY | 1928-01-01 | 10 | 10 | 10 | 10 |  | Conventional Hydro | Water |  |  | 61.1 |  | 69.7489 | 611 | 0.000611
R1204 | Erie Blvd. Hydro - Lower Raquette | East Norfolk | E | 24057 | East Norfolk | St Lawrence | NY | 1928-01-01 | 3.6 | 4 | 3 | 3.5 |  | Conventional Hydro | Water |  |  | 20.7 |  | 65.6393 | 207 | 0.000207
R1205 | Erie Blvd. Hydro - Lower Raquette | Hannawa Falls 1 | E | 24057 | Hannawa Falls | St Lawrence | NY | 1914-01-01 | 3.6 | 3.7 | 3.6 | 3.6 |  | Conventional Hydro | Water |  |  | 27.9 |  | 88.4703 | 279 | 0.000279
R1206 | Erie Blvd. Hydro - Lower Raquette | Hannawa Falls 2 | E | 24057 | Hannawa Falls | St Lawrence | NY | 1920-01-01 | 3.6 | 3.7 | 3.6 | 3.6 |  | Conventional Hydro | Water |  |  | 18.3 |  | 58.0289 | 183 | 0.000183
R1207 | Erie Blvd. Hydro - Lower Raquette | Higley 1 | E | 24057 | Colton | St Lawrence | NY | 1913-01-01 | 1.2 | 1.1 | 1.2 | 1.2 |  | Conventional Hydro | Water |  |  | 8.1 |  | 77.0548 | 81 | 8.1e-05
R1208 | Erie Blvd. Hydro - Lower Raquette | Higley 2 | E | 24057 | Colton | St Lawrence | NY | 1913-01-01 | 1.2 | 1.1 | 1.2 | 1.2 |  | Conventional Hydro | Water |  |  | 8.7 |  | 82.7626 | 87 | 8.7e-05
R1209 | Erie Blvd. Hydro - Lower Raquette | Higley 3 | E | 24057 | Colton | St Lawrence | NY | 1943-01-01 | 2.08 | 2 | 2.1 | 2.1 |  | Conventional Hydro | Water |  |  | 9.4 |  | 51.5894 | 94 | 9.4e-05
R1210 | Erie Blvd. Hydro - Lower Raquette | Higley 4 | E | 24057 | Colton | St Lawrence | NY | 1943-01-01 | 2.08 | 2 | 2.1 | 2.1 |  | Conventional Hydro | Water |  |  | 6.6 |  | 36.2223 | 66 | 6.6e-05
R1211 | Erie Blvd. Hydro - Lower Raquette | Norfolk | E | 24057 | Norfolk | St Lawrence | NY | 1928-01-01 | 4.5 | 4.8 | 4.5 | 4.5 |  | Conventional Hydro | Water |  |  | 17.8 |  | 45.1547 | 178 | 0.000178
R1212 | Erie Blvd. Hydro - Lower Raquette | Norwood | E | 24057 | Norwood | St Lawrence | NY | 1928-01-01 | 2 | 2.2 | 2 | 2 |  | Conventional Hydro | Water |  |  | 12.1 |  | 69.0639 | 121 | 0.000121
R1213 | Erie Blvd. Hydro - Lower Raquette | Raymondville | E | 24057 | Raymondville | St Lawrence | NY | 1928-01-01 | 2 | 2.1 | 2 | 2 |  | Conventional Hydro | Water |  |  | 9.9 |  | 56.5068 | 99 | 9.9e-05
R1214 | Erie Blvd. Hydro - Lower Raquette | Sugar Island 1 | E | 24057 | Potsdam | St Lawrence | NY | 1924-01-01 | 2.5 | 2.1 | 2.6 | 2.6 |  | Conventional Hydro | Water |  |  | 9.4 |  | 42.9224 | 94 | 9.4e-05
R1215 | Erie Blvd. Hydro - Lower Raquette | Sugar Island 2 | E | 24057 | Potsdam | St Lawrence | NY | 1924-01-01 | 2.5 | 2 | 2.4 | 2.4 |  | Conventional Hydro | Water |  |  | 14.5 |  | 66.21 | 145 | 0.000145
R1216 | Erie Blvd. Hydro - Lower Raquette | Yaleville 1 | E | 24057 | Norwood | St Lawrence | NY | 1940-01-01 | 0.5 | 0.2 | 0.5 | 0.5 |  | Conventional Hydro | Water |  |  | 1.7 |  | 38.8128 | 17 | 1.7e-05
R1217 | Erie Blvd. Hydro - Lower Raquette | Yaleville 2 | E | 24057 | Norwood | St Lawrence | NY | 1940-01-01 | 0.225 | 0.3 | 0.7 | 0.2 |  | Conventional Hydro | Water |  |  | 1 |  | 50.7357 | 10 | 1e-05
R1236 | Erie Blvd. Hydro - Oswegatchie | Browns Falls 1 | E | 24044 | Oswegatchie | St Lawrence | NY | 1923-01-01 | 7.5 | 8 | 7.5 | 7.5 |  | Conventional Hydro | Water |  |  | 25.6 |  | 38.965 | 256 | 0.000256
R1237 | Erie Blvd. Hydro - Oswegatchie | Browns Falls 2 | E | 24044 | Oswegatchie | St Lawrence | NY | 1923-01-01 | 7.5 | 8 | 7.5 | 7.5 |  | Conventional Hydro | Water |  |  | 18 |  | 27.3973 | 180 | 0.00018
R1238 | Erie Blvd. Hydro - Oswegatchie | Eel Weir 1 | E | 24044 | Heuvelton | St Lawrence | NY | 1928-01-01 | 0.5 | 0.3 | 0.5 | 0.5 |  | Conventional Hydro | Water |  |  | 1.7 |  | 38.8128 | 17 | 1.7e-05
R1239 | Erie Blvd. Hydro - Oswegatchie | Eel Weir 2 | E | 24044 | Heuvelton | St Lawrence | NY | 1938-01-01 | 1.1 | 0.8 | 1.1 | 1.1 |  | Conventional Hydro | Water |  |  | 2.3 |  | 23.8688 | 23 | 2.3e-05
R1240 | Erie Blvd. Hydro - Oswegatchie | Eel Weir 3 | E | 24044 | Heuvelton | St Lawrence | NY | 1938-01-01 | 1.1 | 0.8 | 1.1 | 1.1 |  | Conventional Hydro | Water |  |  | 3.5 |  | 36.3221 | 35 | 3.5e-05
R1241 | Erie Blvd. Hydro - Oswegatchie | Flat Rock 1 | E | 24044 | Flat Rock | St Lawrence | NY | 1924-01-01 | 3 | 2.6 | 3 | 3 |  | Conventional Hydro | Water |  |  | 8.8 |  | 33.4855 | 88 | 8.8e-05
R1242 | Erie Blvd. Hydro - Oswegatchie | Flat Rock 2 | E | 24044 | Flat Rock | St Lawrence | NY | 1924-01-01 | 3 | 2.6 | 3 | 3 |  | Conventional Hydro | Water |  |  | 6 |  | 22.8311 | 60 | 6e-05
R1243 | Erie Blvd. Hydro - Oswegatchie | Heuvelton 1 | E | 24044 | Heuvelton | St Lawrence | NY | 1924-01-01 | 0.52 | 0.4 | 0.5 | 0.5 |  | Conventional Hydro | Water |  |  | 2.5 |  | 54.8823 | 25 | 2.5e-05
R1244 | Erie Blvd. Hydro - Oswegatchie | Heuvelton 2 | E | 24044 | Heuvelton | St Lawrence | NY | 1924-01-01 | 0.52 | 0.4 | 0.5 | 0.5 |  | Conventional Hydro | Water |  |  | 1 |  | 21.9529 | 10 | 1e-05
R1245 | Erie Blvd. Hydro - Oswegatchie | Lower Newton Falls 1 | E | 24044 | Newton Falls | St Lawrence | NY | 2002-07-01 | 0.5 | 0.6 | 0.5 | 0.5 |  | Conventional Hydro | Water |  |  | 2.5 |  | 57.0776 | 25 | 2.5e-05
R1246 | Erie Blvd. Hydro - Oswegatchie | Oswegatchie 1 | E | 24044 | Oswegatchie | St Lawrence | NY | 1937-01-01 | 0.56 | 1.3 | 0.6 | 0.6 |  | Conventional Hydro | Water |  |  | 2.9 |  | 59.1161 | 29 | 2.9e-05
R1247 | Erie Blvd. Hydro - Oswegatchie | Oswegatchie 2 | E | 24044 | Oswegatchie | St Lawrence | NY | 1937-01-01 | 0.24 | 0.5 | 0.2 | 0.2 |  | Conventional Hydro | Water |  |  | 3.5 |  |  | 35 | 3.5e-05
R1248 | Erie Blvd. Hydro - Oswegatchie | South Edwards 1 | E | 24044 | South Edwards | St Lawrence | NY | 1937-01-01 | 1 | 1.2 | 1 | 1 |  | Conventional Hydro | Water |  |  | 4.9 |  | 55.9361 | 49 | 4.9e-05
R1249 | Erie Blvd. Hydro - Oswegatchie | South Edwards 2 | E | 24044 | South Edwards | St Lawrence | NY | 1937-01-01 | 1 | 1.2 | 1 | 1 |  | Conventional Hydro | Water |  |  | 2.9 |  | 33.105 | 29 | 2.9e-05
R1250 | Erie Blvd. Hydro - Oswegatchie | South Edwards 3 | E | 24044 | South Edwards | St Lawrence | NY | 1921-01-01 | 0.68 | 0.8 | 0.7 | 0.7 |  | Conventional Hydro | Water |  |  | 2.3 |  | 38.6113 | 23 | 2.3e-05
R1251 | Erie Blvd. Hydro - Oswegatchie | South Edwards 4 | E | 24044 | South Edwards | St Lawrence | NY | 1937-01-01 | 0.2 | 0.2 | 0.2 | 0.2 |  | Conventional Hydro | Water |  |  | 1.2 |  | 68.4932 | 12 | 1.2e-05
R1252 | Erie Blvd. Hydro - Oswegatchie | Talcville 1 | E | 24044 | Edwards | St Lawrence | NY | 1986-12-01 | 0.5 | 0.4 | 0.5 | 0.5 |  | Conventional Hydro | Water |  |  | 2.4 |  | 54.7945 | 24 | 2.4e-05
R1253 | Erie Blvd. Hydro - Oswegatchie | Talcville 2 | E | 24044 | Edwards | St Lawrence | NY | 1986-12-01 | 0.5 | 0.4 | 0.5 | 0.5 |  | Conventional Hydro | Water |  |  | 0.3 |  | 6.8493 | 3 | 3e-06
R1254 | Erie Blvd. Hydro - Oswegatchie | Upper Newton Falls 2 | E | 24044 | Newton Falls | St Lawrence | NY | 2002-07-01 | 0.5 | 0.4 | 0.5 | 0.5 |  | Conventional Hydro | Water |  |  | 3.1 |  | 70.7763 | 31 | 3.1e-05
R1255 | Erie Blvd. Hydro - Oswegatchie | Upper Newton Falls 3 | E | 24044 | Newton Falls | St Lawrence | NY | 2002-07-01 | 0.5 | 0.4 | 0.5 | 0.5 |  | Conventional Hydro | Water |  |  | 0.7 |  | 15.9817 | 7 | 7e-06
R1256 | Erie Blvd. Hydro - Oswegatchie | Upper Newton Falls 4 | E | 24044 | Newton Falls | St Lawrence | NY | 2002-07-01 | 0.5 | 0.4 | 0.5 | 0.5 |  | Conventional Hydro | Water |  |  | 1.5 |  | 34.2466 | 15 | 1.5e-05
R1300 | Erie Blvd. Hydro - Upper Raquette | Blake | E | 24056 | Stark | St Lawrence | NY | 1957-01-01 | 14.4 | 15.6 | 14.4 | 14.4 |  | Conventional Hydro | Water |  |  | 50.8 |  | 40.2714 | 508 | 0.000508
R1301 | Erie Blvd. Hydro - Upper Raquette | Five Falls | E | 24056 | Colton | St Lawrence | NY | 1955-01-01 | 22.5 | 24.4 | 22.5 | 22.5 |  | Conventional Hydro | Water |  |  | 83.9 |  | 42.5672 | 839 | 0.000839
R1302 | Erie Blvd. Hydro - Upper Raquette | Rainbow Falls | E | 24056 | Colton | St Lawrence | NY | 1956-01-01 | 22.5 | 24.4 | 22.5 | 22.5 |  | Conventional Hydro | Water |  |  | 86.3 |  | 43.7849 | 863 | 0.000863
R1303 | Erie Blvd. Hydro - Upper Raquette | South Colton | E | 24056 | South Colton | St Lawrence | NY | 1954-01-01 | 19.35 | 20.9 | 19.4 | 19.4 |  | Conventional Hydro | Water |  |  | 70 |  | 41.2965 | 700 | 0.0007
R1304 | Erie Blvd. Hydro - Upper Raquette | Stark | E | 24056 | Stark | St Lawrence | NY | 1957-01-01 | 22.5 | 24.6 | 22.5 | 22.5 |  | Conventional Hydro | Water |  |  | 80.6 |  | 40.8929 | 806 | 0.000806
R1305 | Erie Blvd. Hydro - West Canada | Prospect | E | 24049 | Prospect | Herkimer | NY | 1959-01-01 | 17.32 | 21.7 | 17.3 | 17.3 |  | Conventional Hydro | Water |  |  | 69.3 |  | 45.6753 | 693 | 0.000693
R1306 | Erie Blvd. Hydro - West Canada | Trenton Falls 5 | E | 24049 | Trenton | Oneida | NY | 1919-01-01 | 6.8 | 9.6 | 6.8 | 6.8 |  | Conventional Hydro | Water |  |  | 47.7 |  | 80.0766 | 477 | 0.000477
R1307 | Erie Blvd. Hydro - West Canada | Trenton Falls 6 | E | 24049 | Trenton | Oneida | NY | 1919-01-01 | 6.4 | 9.1 | 6.4 | 6.4 |  | Conventional Hydro | Water |  |  | 53.7 |  | 95.7834 | 537 | 0.000537
R1308 | Erie Blvd. Hydro - West Canada | Trenton Falls 7 | E | 24049 | Trenton | Oneida | NY | 1922-01-01 | 6.4 | 9.1 | 6.4 | 6.4 |  | Conventional Hydro | Water |  |  | 35.8 |  | 63.8556 | 358 | 0.000358
R1314 | Exelon Generation Company, LLC | Madison County LF | E | 323628 | Wampsville | Madison | NY | 2010-03-01 | 1.6 | 1.6 | 1.6 | 1.6 |  | Internal Combustion | Bio Gas |  |  | 6.3 |  | 44.9486 | 69.3 | 6.93e-05
R1317 | Exelon Generation Company, LLC | Oneida-Herkimer LFGE | E | 323681 | Boonville | Oneida | NY | 2012-04-01 | 3.2 | 3.2 | 3.2 | 3.2 |  | Internal Combustion | Bio Gas |  |  | 25.7 |  | 91.6809 | 282.7 | 0.0002827
R1319 | Flat Rock Windpower II, LLC | Maple Ridge Wind 2 | E | 323611 | Lowville | Lewis | NY | 2007-12-01 | 90.8 | 90.7 | 90.8 | 90.8 |  | Wind Turbine | Wind |  |  | 212 |  | 26.653 | 1908 | 0.001908
R1320 | Flat Rock Windpower, LLC | Maple Ridge Wind 1 | E | 323574 | Lowville | Lewis | NY | 2006-01-01 | 231 | 231 | 231 | 231 |  | Wind Turbine | Wind |  |  | 554.9 |  | 27.422 | 4994.1 | 0.0049941
R1329 | Hardscrabble Wind Power LLC | Hardscrabble Wind | E | 323673 | Fairfield | Herkimer | NY | 2011-02-01 | 74 | 74 | 74 | 74 |  | Wind Turbine | Wind |  |  | 182 |  | 28.076 | 1638 | 0.001638
R1340 | Innovative Energy Systems, Inc. | DANC LFGE | E | 323619 | Watertown | Jefferson | NY | 2008-09-08 | 6.4 | 6.4 | 6.4 | 6.4 |  | Internal Combustion | Bio Gas |  |  | 30 |  | 53.5103 | 330 | 0.00033
R1420 | Lyonsdale Biomass, LLC | Lyonsdale | E | 23803 | Lyonsdale | Lewis | NY | 1992-08-01 | 21.1 | 20.2 | 20.1 | 20.2 |  | Steam Turbine (Fossil) | Wood |  |  | 129.9 |  | 70.2785 | 3507.3 | 0.0035073
R1421 | Madison Windpower, LLC | Madison Wind Power | E | 24146 | Madison | Madison | NY | 2000-09-01 | 11.55 | 11.5 | 11.6 | 11.6 |  | Wind Turbine | Wind |  |  | 20 |  | 19.7671 | 180 | 0.00018
R1450 | New York Power Authority | Jarvis 1 | E | 23743 | Hinckley | Oneida | NY | 1991-07-01 | 4.5 | 4.5 | 4.5 | 4.5 |  | Conventional Hydro | Water |  |  | 16.7 |  | 42.3643 | 167 | 0.000167
R1451 | New York Power Authority | Jarvis 2 | E | 23743 | Hinckley | Oneida | NY | 1991-07-01 | 4.5 | 4.5 | 4.5 | 4.5 |  | Conventional Hydro | Water |  |  | 11.9 |  | 30.1877 | 119 | 0.000119
R1500 | Niagara Mohawk Power Corp. | Adams Hydro | E | 23633 | Adams | Jefferson | NY | 1987-11-01 | 0.2 |  | 0 | 0 |  | Conventional Hydro | Water
R1501 | Niagara Mohawk Power Corp. | Algon.-Herkimer | E | 23633 | Herkimer | Herkimer | NY | 1987-12-01 | 1.6 |  | 0 | 0 |  | Conventional Hydro | Water
R1502 | Niagara Mohawk Power Corp. | Algon.-Otter Creek | E | 23633 | Greig | Lewis | NY | 1986-11-01 | 0.5 |  | 0 | 0 |  | Conventional Hydro | Water |  |  | 0.9 |  | 20.5479 | 9 | 9e-06
R1505 | Niagara Mohawk Power Corp. | Beaver Falls #1 | E | 23633 | Beaver Falls | Lewis | NY | 1986-01-01 | 1.5 |  | 0 | 0 |  | Conventional Hydro | Water |  |  | 8.6 |  | 65.449 | 86 | 8.6e-05
R1506 | Niagara Mohawk Power Corp. | Beaver Falls #2 | E | 23633 | Beaver Falls | Lewis | NY | 1986-01-01 | 1 |  | 0 | 0 |  | Conventional Hydro | Water |  |  | 4.9 |  | 55.9361 | 49 | 4.9e-05
R1508 | Niagara Mohawk Power Corp. | Black River Hyd#1 - Rock Isl. | E | 23633 | Port Leyden | Lewis | NY | 1984-07-01 | 1.9 |  | 0 | 0 |  | Conventional Hydro | Water |  |  | 4.1 |  | 24.6335 | 41 | 4.1e-05
R1509 | Niagara Mohawk Power Corp. | Black River Hyd#2 - Denley | E | 23633 | Port Leyden | Lewis | NY | 1985-12-01 | 1.6 |  | 0 | 0 |  | Conventional Hydro | Water |  |  | 2.2 |  | 15.6963 | 22 | 2.2e-05
R1510 | Niagara Mohawk Power Corp. | Black River Hyd#3 - Pt. Leyden | E | 23633 | Port Leyden | Lewis | NY | 1984-07-01 | 2.2 |  | 0 | 0 |  | Conventional Hydro | Water |  |  | 13.9 |  | 72.1254 | 139 | 0.000139
R1514 | Niagara Mohawk Power Corp. | Burrstone Energy Center, LLC LU | E | 23633 | Utica | Oneida | NY | 2009-11-01 | 1.1 |  | 0 | 0 |  | Internal Combustion | Natural Gas |  |  | 0.7 |  | 7.2644 | 310.1 | 0.0003101
R1515 | Niagara Mohawk Power Corp. | Burrstone Energy Center, LLC U | E | 23633 | Utica | Oneida | NY | 2009-11-01 | 2.2 |  | 0 | 0 |  | Internal Combustion | Natural Gas |  |  | 0.1 |  | 0.51889 | 44.3 | 4.43e-05
R1517 | Niagara Mohawk Power Corp. | C.H.I. (Dexter) Hydro | E | 23633 | Dexter | Jefferson | NY | 1988-01-01 | 4.2 |  | 0 | 0 |  | Conventional Hydro | Water |  |  | 20.3 |  | 55.175 | 203 | 0.000203
R1518 | Niagara Mohawk Power Corp. | C.H.I. (Diamond Is) | E | 23633 | Watertown | Jefferson | NY | 1986-01-01 | 1.2 |  | 0 | 0 |  | Conventional Hydro | Water |  |  | 5.3 |  | 50.4186 | 53 | 5.3e-05
R1519 | Niagara Mohawk Power Corp. | C.H.I. (Fowler) | E | 23633 | Fowler | Lewis | NY | 1986-01-01 | 0.6 |  | 0 | 0 |  | Conventional Hydro | Water |  |  | 3.5 |  | 66.5906 | 35 | 3.5e-05
R1520 | Niagara Mohawk Power Corp. | C.H.I. (Hailsboro #3) | E | 23633 | Hailsboro | St Lawrence | NY | 1986-01-01 | 0.75 |  | 0 | 0 |  | Conventional Hydro | Water |  |  | 3.6 |  | 54.7945 | 36 | 3.6e-05
R1521 | Niagara Mohawk Power Corp. | C.H.I. (Hailsboro #4) | E | 23633 | Hailsboro | St Lawrence | NY | 1986-01-01 | 1.4 |  | 0 | 0 |  | Conventional Hydro | Water |  |  | 9.9 |  | 80.7241 | 99 | 9.9e-05
R1522 | Niagara Mohawk Power Corp. | C.H.I. (Hailsboro #6) | E | 23633 | Hailsboro | St Lawrence | NY | 1986-01-01 | 0.8 |  | 0 | 0 |  | Conventional Hydro | Water |  |  | 4.1 |  | 58.5046 | 41 | 4.1e-05
R1523 | Niagara Mohawk Power Corp. | C.H.I. (Theresa) | E | 23633 | Theresa | St Lawrence | NY | 1986-01-01 | 1.3 |  | 0 | 0 |  | Conventional Hydro | Water |  |  | 6.1 |  | 53.5652 | 61 | 6.1e-05
R1525 | Niagara Mohawk Power Corp. | Cellu-Tissue Corp - Natural Dam | E | 23633 | Gouverneur | St Lawrence | NY | 1986-01-01 | 1 |  | 0 | 0 |  | Conventional Hydro | Water
R1531 | Niagara Mohawk Power Corp. | City of Utica - Sand Road | E | 23633 | Utica | Oneida | NY | 1993-05-01 | 0.2 |  | 0 | 0 |  | Conventional Hydro | Water |  |  | 1.6 |  | 91.3242 | 16 | 1.6e-05
R1532 | Niagara Mohawk Power Corp. | City of Utica -Trenton Falls | E | 23633 | Utica | Oneida | NY | 1993-02-01 | 0.2 |  | 0 | 0 |  | Conventional Hydro | Water |  |  | 0.5 |  | 28.5388 | 5 | 5e-06
R1533 | Niagara Mohawk Power Corp. | City of Watertown | E | 23633 | Watertown | Jefferson | NY | 1986-01-01 | 8.1 |  | 0 | 0 |  | Conventional Hydro | Water |  |  | 12.2 |  | 17.1938 | 122 | 0.000122
R1536 | Niagara Mohawk Power Corp. | Copenhagen Assoc. | E | 23633 | Copenhagen | Lewis | NY | 1986-01-01 | 3.3 |  | 0 | 0 |  | Conventional Hydro | Water |  |  | 8.1 |  | 28.0199 | 81 | 8.1e-05
R1538 | Niagara Mohawk Power Corp. | Cranberry Lake | E | 23633 | Cranberry Lake | Lewis | NY | 1987-12-01 | 0.5 |  | 0 | 0 |  | Conventional Hydro | Water |  |  | 1.3 |  | 29.6804 | 13 | 1.3e-05
R1540 | Niagara Mohawk Power Corp. | Empire Hydro Partners | E | 23633 | Port Leyden | Lewis | NY | 1984-11-01 | 1 |  | 0 | 0 |  | Conventional Hydro | Water |  |  | 4 |  | 45.6621 | 40 | 4e-05
R1543 | Niagara Mohawk Power Corp. | Forestport Hydro | E | 23633 | Forrestport | Oneida | NY | 1987-12-01 | 3.4 |  | 0 | 0 |  | Conventional Hydro | Water |  |  | 9.5 |  | 31.8963 | 95 | 9.5e-05
R1545 | Niagara Mohawk Power Corp. | Fortis - Dolgeville | E | 23807 | Dolgeville | Herkimer | NY | 1985-07-01 | 5 | 6.3 | 0 | 0 |  | Conventional Hydro | Water |  |  | 2.4 |  | 5.4795 | 24 | 2.4e-05
R1546 | Niagara Mohawk Power Corp. | Fortis Energy - Philadelphia | E | 1656 | Philadelphia | Jefferson | NY | 1986-08-01 | 3.6 | 3.2 | 0 | 0 |  | Conventional Hydro | Water |  |  | 6.1 |  | 19.343 | 61 | 6.1e-05
R1547 | Niagara Mohawk Power Corp. | Fortis Energy - Diana | E | 23633 | Diana | Lewis | NY | 1985-07-01 | 1.8 |  | 0 | 0 |  | Conventional Hydro | Water |  |  | 4.3 |  | 27.2704 | 43 | 4.3e-05
R1548 | Niagara Mohawk Power Corp. | Fortis Energy - Moose River | E | 24016 | Lyonsdale | Lewis | NY | 1987-09-01 | 12.6 | 12 | 0 | 0 |  | Conventional Hydro | Water |  |  | 50.5 |  | 45.7527 | 505 | 0.000505
R1553 | Niagara Mohawk Power Corp. | Hewittville Hydro | E | 23633 | Potsdam | St Lawrence | NY | 1984-07-01 | 3 |  | 0 | 0 |  | Conventional Hydro | Water |  |  | 13.9 |  | 52.8919 | 139 | 0.000139
R1557 | Niagara Mohawk Power Corp. | Hollow Dam Power | E | 23633 | Saint Lawrence | St Lawrence | NY | 1987-12-01 | 1 |  | 0 | 0 |  | Conventional Hydro | Water |  |  | 2.5 |  | 28.5388 | 25 | 2.5e-05
R1560 | Niagara Mohawk Power Corp. | Indian Falls HY | E | 23633 | Theresa | Jefferson | NY | 1986-01-01 | 0.3 |  | 0 | 0 |  | Conventional Hydro | Water
R1563 | Niagara Mohawk Power Corp. | Kayuta Lake | E | 23633 | Kayuta | Oneida | NY | 1988-05-01 | 0.4 |  | 0 | 0 |  | Conventional Hydro | Water |  |  | 1.9 |  | 54.2237 | 19 | 1.9e-05
R1564 | Niagara Mohawk Power Corp. | Kings Falls | E | 23633 | Copenhagen | Lewis | NY | 1988-05-01 | 1.6 |  | 0 | 0 |  | Conventional Hydro | Water |  |  | 0.1 |  | 0.71347 | 1 | 1e-06
R1567 | Niagara Mohawk Power Corp. | Little Falls Hydro | E | 24013 | Little Falls | Herkimer | NY | 1987-01-01 | 13 | 12.6 | 0 | 0 |  | Conventional Hydro | Water |  |  | 50 |  | 43.9059 | 500 | 0.0005
R1568 | Niagara Mohawk Power Corp. | Long Falls Hydro | E | 23633 | Carthage | Jefferson | NY | 1991-06-01 | 3.3 |  | 0 | 0 |  | Conventional Hydro | Water |  |  | 8.3 |  | 28.7118 | 83 | 8.3e-05
R1569 | Niagara Mohawk Power Corp. | Lyonsdale Assoc. (Burrows) | E | 23633 | Lyons Falls | Lewis | NY | 1984-07-01 | 3 |  | 0 | 0 |  | Conventional Hydro | Water |  |  | 10.9 |  | 41.4764 | 109 | 0.000109
R1573 | Niagara Mohawk Power Corp. | Newport Hydro Assoc. | E | 23633 | Newport | Herkimer | NY | 1987-12-01 | 1.7 |  | 0 | 0 |  | Conventional Hydro | Water |  |  | 7.1 |  | 47.6766 | 71 | 7.1e-05
R1574 | Niagara Mohawk Power Corp. | Northbrook Carthage | E | 23633 | Carthage | Jefferson | NY | 1986-01-01 | 4.4 |  | 0 | 0 |  | Conventional Hydro | Water |  |  | 20.9 |  | 54.2237 | 209 | 0.000209
R1577 | Niagara Mohawk Power Corp. | Ogdensburg Hydro | E | 23633 | Ogdensburg | St Lawrence | NY | 1987-12-01 | 3.5 |  | 0 | 0 |  | Conventional Hydro | Water |  |  | 9.8 |  | 31.9635 | 98 | 9.8e-05
R1582 | Niagara Mohawk Power Corp. | Pyrites Assoc. | E | 24023 | Canton | St Lawrence | NY | 1985-12-01 | 8.2 | 7.5 | 0 | 0 |  | Conventional Hydro | Water |  |  | 24.6 |  | 34.2466 | 246 | 0.000246
R1583 | Niagara Mohawk Power Corp. | ReEnergy LLC | E | 23633 | Watertown | Jefferson | NY | 2013-05-30 | 15.45 |  | 0 | 0 |  | Steam Turbine (Fossil) | Wood | No. 2 Fuel Oil |  | 162.6 |  |  | 4390.2 | 0.0043902
R1585 | Niagara Mohawk Power Corp. | Sandy Hollow Hydro Assoc. | E | 23633 | Sandy Hollow | Jefferson | NY | 1986-09-01 | 0.6 |  | 0 | 0 |  | Conventional Hydro | Water |  |  | 0.8 |  | 15.2207 | 8 | 8e-06
R1587 | Niagara Mohawk Power Corp. | St. Elizabeth Medical Center | E | 23633 | Utica | Oneida | NY | 2012-02-01 | 0.6 |  | 0 | 0 |  | Internal Combustion | Natural Gas |  |  | 0.3 |  | 5.7078 | 132.9 | 0.0001329
R1589 | Niagara Mohawk Power Corp. | Stillwater Assoc. | E | 23633 | Webb | Herkimer | NY | 1987-01-01 | 1.8 |  | 0 | 0 |  | Conventional Hydro | Water |  |  | 5.4 |  | 34.2466 | 54 | 5.4e-05
R1596 | Niagara Mohawk Power Corp. | Tannery Island | E | 23633 | Carthage | Jefferson | NY | 1986-01-01 | 1.5 |  | 0 | 0 |  | Conventional Hydro | Water |  |  | 6.9 |  | 52.5114 | 69 | 6.9e-05
R1599 | Niagara Mohawk Power Corp. | Unionville Hydro | E | 23633 | Potsdam | St Lawrence | NY | 1984-07-01 | 3 |  | 0 | 0 |  | Conventional Hydro | Water |  |  | 12.1 |  | 46.0426 | 121 | 0.000121
R1603 | Niagara Mohawk Power Corp. | Village of Gouverneur | E | 23633 | Gouverneur | St Lawrence | NY | 1986-01-01 | 0.1 |  | 0 | 0 |  | Conventional Hydro | Water
R1604 | Niagara Mohawk Power Corp. | Village of Potsdam | E | 23633 | Potsdam | St Lawrence | NY | 1986-01-01 | 0.8 |  | 0 | 0 |  | Conventional Hydro | Water
R1605 | Niagara Mohawk Power Corp. | Village of Potsdam 2 | E | 23633 | Potsdam | St Lawrence | NY | 2014-04-01 | 0.5 |  | 0 | 0 |  | Conventional Hydro | Water
R1617 | Northbrook Lyons Falls, LLC | Hampshire Paper | E | 323593 | Gouverneur | St Lawrence | NY | 1987-03-01 | 3.4 | 3.5 | 3.4 | 3.4 |  | Conventional Hydro | Water |  |  | 16.9 |  | 56.7419 | 169 | 0.000169
R1618 | Northbrook Lyons Falls, LLC | Lyons Falls Hydro | E | 23570 | Lyons Falls | Lewis | NY | 1986-01-01 | 8 | 7.3 | 8 | 8 |  | Conventional Hydro | Water |  |  | 43.2 |  | 61.6438 | 432 | 0.000432
R1668 | SBF New York, LLC | Beaver Falls | E | 23983 | Beaver Falls | Lewis | NY | 1995-03-01 | 107.8 | 80.2 | 81.2 | 93.1 | YES | Combined Cycle | Natural Gas | No. 2 Fuel Oil |  | 2.7 |  | 0.28592 | 1196.1 | 0.0011961
R1680 | Seneca Power Partners, L.P. | Carthage Energy | E | 23857 | Carthage | Jefferson | NY | 1991-08-01 | 62.9 | 59 | 55.6 | 63.7 | YES | Combined Cycle | Natural Gas | No. 2 Fuel Oil |  | 10.4 |  | 1.8875 | 4607.2 | 0.0046072
R1683 | Seneca Power Partners, L.P. | Sterling | E | 23777 | Sherrill | Oneida | NY | 1991-06-01 | 65.3 | 57.4 | 50.2 | 62.7 |  | Combined Cycle | Natural Gas |  |  | 11.5 |  | 2.0104 | 5094.5 | 0.0050945
Totals | [8 empty] | 1231.575 | [8 empty] | 3401.5 |  |  | 49114.8 | 0.049115

## Zone F
Line No. | Billing Org | Station Unit | Zone | PTID | Town | Cnty | St | MM-DD-YYYY | Nameplate MW | CRIS SUM MW | CAPABILITY SUM MW | CAPABILITY WIN MW | DUAL | Unit Type | Fuel Type 1 | Fuel Type 2 | Fuel Type 3 | 2016 GWh | Notes | Capacity % | CO2 Emissions MTCO2 | CO2 Emissions MMTCO2
R1058 | Athens Generating Company, LP | Athens 1 | F | 23668 | Athens | Greene | NY | 2004-05-01 | 441 | 316.6 | 327.6 | 400.3 | YES | Combined Cycle | Natural Gas | No. 2 Fuel Oil |  | 1382.2 |  | 35.779 | 612314.6 | 0.61231
R1059 | Athens Generating Company, LP | Athens 2 | F | 23670 | Athens | Greene | NY | 2004-05-01 | 441 | 315.6 | 328.1 | 407.3 | YES | Combined Cycle | Natural Gas | No. 2 Fuel Oil |  | 1414.9 |  | 36.6255 | 626800.7 | 0.6268
R1060 | Athens Generating Company, LP | Athens 3 | F | 23677 | Athens | Greene | NY | 2004-05-01 | 441 | 312.8 | 325.1 | 396.7 | YES | Combined Cycle | Natural Gas | No. 2 Fuel Oil |  | 1173.4 |  | 30.3741 | 519816.2 | 0.51982
R1070 | Boralex Hydro Operations Inc | Fourth Branch | F | 23824 | Waterford | Saratoga | NY | 1987-12-01 | 3.3 | 3.5 | 3.3 | 3.3 |  | Conventional Hydro | Water |  |  | 14.7 |  | 50.851 | 147 | 0.000147
R1071 | Boralex Hydro Operations Inc | NYS Dam | F | 23527 | Waterford | Saratoga | NY | 1990-12-01 | 11.4 | 11.3 | 11.4 | 11.4 |  | Conventional Hydro | Water |  |  | 42.7 |  | 42.7582 | 427 | 0.000427
R1073 | Boralex Hydro Operations Inc | Warrensburg | F | 23737 | Warrensburg | Warren | NY | 1988-12-01 | 2.9 | 3 | 2.9 | 2.9 |  | Conventional Hydro | Water |  |  | 9.2 |  | 36.2148 | 92 | 9.2e-05
R1081 | Castleton Power, LLC | Castleton Energy Center | F | 23900 | Castleton | Rensselaer | NY | 1992-01-01 | 72 | 69 | 61 | 72 | YES | Combined Cycle | Natural Gas | No. 2 Fuel Oil |  | 264.9 |  | 41.9996 | 117350.7 | 0.11735
R1116 | Consolidated Edison Energy, Inc. | Rensselaer | F | 23796 | Rensselaer | Rensselaer | NY | 1993-12-01 | 96.9 | 79 | 77 | 82.7 | YES | Combined Cycle | Natural Gas | No. 2 Fuel Oil |  | 30.2 |  | 3.5578 | 13378.6 | 0.013379
R1136 | Empire Generating Co, LLC | EMPIRE_CC_1 | F | 323656 | Rensselaer | Rensselaer | NY | 2010-09-02 | 335 | 294.2 | 293.3 | 338.1 | YES | Combined Cycle | Natural Gas | No. 2 Fuel Oil |  | 1794.7 |  | 61.1565 | 795052.1 | 0.79505
R1137 | Empire Generating Co, LLC | EMPIRE_CC_2 | F | 323658 | Rensselaer | Rensselaer | NY | 2010-09-02 | 335 | 298.2 | 293.1 | 337.5 | YES | Combined Cycle | Natural Gas | No. 2 Fuel Oil |  | 1659.1 |  | 56.5358 | 734981.3 | 0.73498
R1181 | Erie Blvd. Hydro - East Canada Capital | Beardslee 1 | F | 24051 | Little Falls | Herkimer | NY | 1924-01-01 | 10 | 9.5 | 10 | 10 |  | Conventional Hydro | Water |  |  | 18.1 |  | 20.6621 | 181 | 0.000181
R1182 | Erie Blvd. Hydro - East Canada Capital | Beardslee 2 | F | 24051 | Little Falls | Herkimer | NY | 1924-01-01 | 10 | 9.5 | 10 | 10 |  | Conventional Hydro | Water |  |  | 26.9 |  | 30.7078 | 269 | 0.000269
R1183 | Erie Blvd. Hydro - East Canada Capital | Ephratah 1 | F | 24051 | Caroga Lake | Fulton | NY | 1920-01-01 | 1.35 | 0.7 | 1.4 | 1.4 |  | Conventional Hydro | Water |  |  | 0.8 |  | 6.7648 | 8 | 8e-06
R1184 | Erie Blvd. Hydro - East Canada Capital | Ephratah 2 | F | 24051 | Caroga Lake | Fulton | NY | 1911-01-01 | 1.2 | 0.6 | 1.2 | 1.2 |  | Conventional Hydro | Water |  |  | 4.2 |  | 39.9543 | 42 | 4.2e-05
R1185 | Erie Blvd. Hydro - East Canada Capital | Ephratah 3 | F | 24051 | Caroga Lake | Fulton | NY | 1911-01-01 | 1.3 |  | 0 | 0 |  | Conventional Hydro | Water |  |  | 1.5 |  | 13.1718 | 15 | 1.5e-05
R1186 | Erie Blvd. Hydro - East Canada Capital | Ephratah 4 | F | 24051 | Caroga Lake | Fulton | NY | 1911-01-01 | 1.3 | 0.7 | 1.3 | 1.3 |  | Conventional Hydro | Water |  |  | 4.4 |  | 38.6372 | 44 | 4.4e-05
R1189 | Erie Blvd. Hydro - Lower Hudson | Johnsonville 1 | F | 24059 | Johnsonville | Rensselaer | NY | 1909-01-01 | 1.2 | 1.3 | 1.2 | 1.2 |  | Conventional Hydro | Water |  |  | 0.6 |  | 5.7078 | 6 | 6e-06
R1190 | Erie Blvd. Hydro - Lower Hudson | Johnsonville 2 | F | 24059 | Johnsonville | Rensselaer | NY | 1909-01-01 | 1.2 | 1.3 | 1.2 | 1.2 |  | Conventional Hydro | Water |  |  | 4.1 |  | 39.003 | 41 | 4.1e-05
R1191 | Erie Blvd. Hydro - Lower Hudson | Schaghticoke 1 | F | 24059 | Schaghticoke | Rensselaer | NY | 1908-01-01 | 3.275 | 4.1 | 3.3 | 3.3 |  | Conventional Hydro | Water |  |  | 8.4 |  | 29.2795 | 84 | 8.4e-05
R1192 | Erie Blvd. Hydro - Lower Hudson | Schaghticoke 2 | F | 24059 | Schaghticoke | Rensselaer | NY | 1908-01-01 | 3.275 | 4.1 | 3.3 | 3.3 |  | Conventional Hydro | Water |  |  | 9.9 |  | 34.508 | 99 | 9.9e-05
R1193 | Erie Blvd. Hydro - Lower Hudson | Schaghticoke 3 | F | 24059 | Schaghticoke | Rensselaer | NY | 1908-01-01 | 3.275 | 4.1 | 3.3 | 3.3 |  | Conventional Hydro | Water |  |  | 14.4 |  | 50.1935 | 144 | 0.000144
R1194 | Erie Blvd. Hydro - Lower Hudson | Schaghticoke 4 | F | 24059 | Schaghticoke | Rensselaer | NY | 1908-01-01 | 3.275 | 4.1 | 3.3 | 3.3 |  | Conventional Hydro | Water |  |  | 3.1 |  | 10.8055 | 31 | 3.1e-05
R1195 | Erie Blvd. Hydro - Lower Hudson | School Street 1 | F | 24059 | Cohoes | Albany | NY | 1974-01-01 | 7.2 | 6.9 | 7.2 | 7.2 |  | Conventional Hydro | Water |  |  | 36.7 |  | 58.1875 | 367 | 0.000367
R1196 | Erie Blvd. Hydro - Lower Hudson | School Street 2 | F | 24059 | Cohoes | Albany | NY | 1915-01-01 | 7.2 | 6.9 | 7.2 | 7.2 |  | Conventional Hydro | Water |  |  | 18.2 |  | 28.8559 | 182 | 0.000182
R1197 | Erie Blvd. Hydro - Lower Hudson | School Street 3 | F | 24059 | Cohoes | Albany | NY | 1915-01-01 | 7.2 | 6.9 | 7.2 | 7.2 |  | Conventional Hydro | Water |  |  | 28.7 |  | 45.5036 | 287 | 0.000287
R1198 | Erie Blvd. Hydro - Lower Hudson | School Street 4 | F | 24059 | Cohoes | Albany | NY | 1922-01-01 | 7.2 | 6.9 | 7.2 | 7.2 |  | Conventional Hydro | Water |  |  | 23.7 |  | 37.5761 | 237 | 0.000237
R1199 | Erie Blvd. Hydro - Lower Hudson | School Street 5 | F | 24059 | Cohoes | Albany | NY | 1924-01-01 | 10 | 9.6 | 10 | 10 |  | Conventional Hydro | Water |  |  | 21.6 |  | 24.6575 | 216 | 0.000216
R1200 | Erie Blvd. Hydro - Lower Hudson | Schuylerville | F | 24059 | Schuylerville | Saratoga | NY | 1919-01-01 | 1.2 | 1.5 | 1.2 | 1.2 |  | Conventional Hydro | Water |  |  | 6.2 |  | 58.9802 | 62 | 6.2e-05
R1283 | Erie Blvd. Hydro - Upper Hudson | E J West 1 | F | 24058 | Hadley | Saratoga | NY | 1930-01-01 | 10 | 11.9 | 10 | 10 |  | Conventional Hydro | Water |  |  | 21.3 |  | 24.3151 | 213 | 0.000213
R1284 | Erie Blvd. Hydro - Upper Hudson | E J West 2 | F | 24058 | Hadley | Saratoga | NY | 1930-01-01 | 10 | 11.9 | 10 | 10 |  | Conventional Hydro | Water |  |  | 24.4 |  | 27.8539 | 244 | 0.000244
R1285 | Erie Blvd. Hydro - Upper Hudson | Feeder Dam 1 | F | 24058 | S Glens Falls | Saratoga | NY | 1924-01-01 | 1.2 | 0.9 | 1.2 | 1.2 |  | Conventional Hydro | Water |  |  | 6.9 |  | 65.6393 | 69 | 6.9e-05
R1286 | Erie Blvd. Hydro - Upper Hudson | Feeder Dam 2 | F | 24058 | S Glens Falls | Saratoga | NY | 1924-01-01 | 1.2 | 0.9 | 1.2 | 1.2 |  | Conventional Hydro | Water |  |  | 5.5 |  | 52.3212 | 55 | 5.5e-05
R1287 | Erie Blvd. Hydro - Upper Hudson | Feeder Dam 3 | F | 24058 | S Glens Falls | Saratoga | NY | 1924-01-01 | 1.2 | 0.9 | 1.2 | 1.2 |  | Conventional Hydro | Water |  |  | 4.9 |  | 46.6134 | 49 | 4.9e-05
R1288 | Erie Blvd. Hydro - Upper Hudson | Feeder Dam 4 | F | 24058 | S Glens Falls | Saratoga | NY | 1924-01-01 | 1.2 | 0.9 | 1.2 | 1.2 |  | Conventional Hydro | Water |  |  | 5.1 |  | 48.516 | 51 | 5.1e-05
R1289 | Erie Blvd. Hydro - Upper Hudson | Feeder Dam 5 | F | 24058 | S Glens Falls | Saratoga | NY | 1924-01-01 | 1.2 | 0.9 | 1.2 | 1.2 |  | Conventional Hydro | Water
R1290 | Erie Blvd. Hydro - Upper Hudson | Sherman Island 1 | F | 24058 | Queensbury | Warren | NY | 2009-03-01 | 8 |  | 0 | 0 |  | Conventional Hydro | Water |  |  | 19 |  | 27.1119 | 190 | 0.00019
R1291 | Erie Blvd. Hydro - Upper Hudson | Sherman Island 2 | F | 24058 | Queensbury | Warren | NY | 1923-01-01 | 7.2 | 8.1 | 7.2 | 7.2 |  | Conventional Hydro | Water |  |  | 21.7 |  | 34.4051 | 217 | 0.000217
R1292 | Erie Blvd. Hydro - Upper Hudson | Sherman Island 3 | F | 24058 | Queensbury | Warren | NY | 1923-01-01 | 8.7 | 9.7 | 8.7 | 8.7 |  | Conventional Hydro | Water |  |  | 29.6 |  | 38.839 | 296 | 0.000296
R1293 | Erie Blvd. Hydro - Upper Hudson | Sherman Island 4 | F | 24058 | Queensbury | Warren | NY | 1923-01-01 | 7.2 | 8.1 | 7.2 | 7.2 |  | Conventional Hydro | Water |  |  | 36.3 |  | 57.5533 | 363 | 0.000363
R1294 | Erie Blvd. Hydro - Upper Hudson | Sherman Island 5 | F | 24058 | Queensbury | Warren | NY | 1923-01-01 | 7.2 | 8.1 | 7.2 | 7.2 |  | Conventional Hydro | Water |  |  | 20.3 |  | 32.1854 | 203 | 0.000203
R1295 | Erie Blvd. Hydro - Upper Hudson | Sherman Island 6 | F | 24058 | Queensbury | Warren | NY | 2009-02-02 | 1.3 |  | 0 | 0 |  | Conventional Hydro | Water |  |  | 10.1 |  | 88.6898 | 101 | 0.000101
R1296 | Erie Blvd. Hydro - Upper Hudson | Spier Falls 1 | F | 24058 | Moreau | Saratoga | NY | 1924-01-01 | 6.8 | 8.4 | 6.8 | 6.8 |  | Conventional Hydro | Water |  |  | 45.2 |  | 75.8797 | 452 | 0.000452
R1297 | Erie Blvd. Hydro - Upper Hudson | Spier Falls 2 | F | 24058 | Moreau | Saratoga | NY | 1930-01-01 | 37.6 | 46.9 | 37.6 | 37.6 |  | Conventional Hydro | Water |  |  | 128.7 |  | 39.0739 | 1287 | 0.001287
R1298 | Erie Blvd. Hydro - Upper Hudson | Stewarts Bridge 1 | F | 24058 | Hadley | Saratoga | NY | 1952-01-01 | 30 | 35.8 | 30 | 30 |  | Conventional Hydro | Water |  |  | 78.3 |  | 29.7945 | 783 | 0.000783
R1299 | Erie Blvd. Hydro - Upper Hudson | Stewarts Bridge 2 | F | 24058 | Hadley | Saratoga | NY | 2013-06-01 | 2.5 | 0 | 0 | 0 |  | Conventional Hydro | Water |  |  | 21.6 |  | 98.6301 | 216 | 0.000216
R1332 | Indeck-Corinth LP | Indeck-Corinth | F | 23802 | Corinth | Saratoga | NY | 1995-07-01 | 147 | 131.2 | 129.7 | 133.7 | YES | Combined Cycle | Natural Gas | No. 2 Fuel Oil |  | 680.4 |  | 52.8376 | 301417.2 | 0.30142
R1339 | Innovative Energy Systems, Inc. | Colonie LFGTE | F | 323577 | Colonie | Albany | NY | 2006-03-01 | 6.4 | 6.4 | 6.4 | 6.4 |  | Internal Combustion | Bio Gas |  |  | 34.9 |  | 62.2503 | 383.9 | 0.0003839
R1341 | Innovative Energy Systems, Inc. | Fulton LFGE | F | 323630 | Johnstown | Fulton | NY | 2010-06-04 | 3.2 | 0 | 0 | 0 |  | Internal Combustion | Bio Gas |  |  | 11.9 |  | 42.4515 | 130.9 | 0.0001309
R1430 | New York Power Authority | Blenheim - Gilboa 1 | F | 23756 | Gilboa NY | Schoharie | NY | 1973-07-01 | 290 | 290.7 | 291.6 | 292.4 |  | Pumped Storage Hydro | Water |  |  | 70.7 |  | 2.783 | 707 | 0.000707
R1431 | New York Power Authority | Blenheim - Gilboa 2 | F | 23757 | Gilboa NY | Schoharie | NY | 1973-07-01 | 290 | 291.2 | 291.8 | 292.4 |  | Pumped Storage Hydro | Water |  |  | 165.1 |  | 6.499 | 1651 | 0.001651
R1432 | New York Power Authority | Blenheim - Gilboa 3 | F | 23758 | Gilboa NY | Schoharie | NY | 1973-07-01 | 290 | 291.7 | 291.9 | 293.5 |  | Pumped Storage Hydro | Water |  |  | 107.8 |  | 4.2434 | 1078 | 0.001078
R1433 | New York Power Authority | Blenheim - Gilboa 4 | F | 23759 | Gilboa NY | Schoharie | NY | 1973-07-01 | 290 | 291.5 | 291.5 | 292.2 |  | Pumped Storage Hydro | Water |  |  | 27.7 |  | 1.0904 | 277 | 0.000277
R1435 | New York Power Authority | Crescent 1 | F | 24018 | Crescent | Albany | NY | 1991-07-01 | 2.8 | 3.2 | 2.8 | 2.8 |  | Conventional Hydro | Water |  |  | 12.2 |  | 49.7391 | 122 | 0.000122
R1436 | New York Power Authority | Crescent 2 | F | 24018 | Crescent | Albany | NY | 1991-07-01 | 2.8 | 3.2 | 2.8 | 2.8 |  | Conventional Hydro | Water |  |  | 12.2 |  | 49.7391 | 122 | 0.000122
R1437 | New York Power Authority | Crescent 3 | F | 24018 | Crescent | Albany | NY | 1991-07-01 | 3 | 3.2 | 3 | 3 |  | Conventional Hydro | Water |  |  | 4.2 |  | 15.9817 | 42 | 4.2e-05
R1438 | New York Power Authority | Crescent 4 | F | 24018 | Crescent | Albany | NY | 1991-07-01 | 3 | 3.2 | 3 | 3 |  | Conventional Hydro | Water |  |  | 12.3 |  | 46.8037 | 123 | 0.000123
R1460 | New York Power Authority | Vischer Ferry 1 | F | 24020 | Vischer Ferry | Saratoga | NY | 1991-07-01 | 2.8 | 3.2 | 2.8 | 2.9 |  | Conventional Hydro | Water |  |  | 0.8 |  | 3.2616 | 8 | 8e-06
R1461 | New York Power Authority | Vischer Ferry 2 | F | 24020 | Vischer Ferry | Saratoga | NY | 1991-07-01 | 2.8 | 3.2 | 2.8 | 2.9 |  | Conventional Hydro | Water |  |  | 15 |  | 61.1546 | 150 | 0.00015
R1462 | New York Power Authority | Vischer Ferry 3 | F | 24020 | Vischer Ferry | Saratoga | NY | 1991-07-01 | 3 | 3.2 | 3 | 2.9 |  | Conventional Hydro | Water |  |  | 12.8 |  | 48.7062 | 128 | 0.000128
R1463 | New York Power Authority | Vischer Ferry 4 | F | 24020 | Vischer Ferry | Saratoga | NY | 1991-07-01 | 3 | 3.2 | 3 | 2.9 |  | Conventional Hydro | Water |  |  | 0.6 |  | 2.2831 | 6 | 6e-06
R1488 | New York State Elec. & Gas Corp. | Mechanicville 1 | F | 23645 | Stillwater | Saratoga | NY | 1983-09-01 | 9.2 | 10 | 9.2 | 9.3 |  | Conventional Hydro | Water |  |  | 43.4 |  | 53.8515 | 434 | 0.000434
R1489 | New York State Elec. & Gas Corp. | Mechanicville 2 | F | 23645 | Stillwater | Saratoga | NY | 1983-09-01 | 9.3 | 10 | 9.3 | 9.3 |  | Conventional Hydro | Water |  |  | 3.1 |  | 3.8052 | 31 | 3.1e-05
R1511 | Niagara Mohawk Power Corp. | Boralex - Hudson Falls | F | 24011 | Hudson Falls | Washington | NY | 1995-10-01 | 44 | 43.7 | 0 | 0 |  | Conventional Hydro | Water |  |  | 168.4 |  | 43.6903 | 1684 | 0.001684
R1512 | Niagara Mohawk Power Corp. | Boralex - Middle Falls | F | 23643 | Easton | Washington | NY | 1989-12-01 | 2.2 |  | 0 | 0 |  | Conventional Hydro | Water |  |  | 12.3 |  | 63.8232 | 123 | 0.000123
R1513 | Niagara Mohawk Power Corp. | Boralex - South Glens Falls | F | 24028 | Moreau | Saratoga | NY | 1994-12-01 | 13.8 | 14.8 | 0 | 0 |  | Conventional Hydro | Water |  |  | 59.5 |  | 49.2191 | 595 | 0.000595
R1526 | Niagara Mohawk Power Corp. | Champlain Spinner | F | 23643 | Whitehall | Essex | NY | 1992-07-01 | 0.4 |  | 0 | 0 |  | Conventional Hydro | Water |  |  | 1.4 |  | 39.9543 | 14 | 1.4e-05
R1527 | Niagara Mohawk Power Corp. | CHI-LaChute | F | 1654 | Ticonderoga | Essex | NY | 1987-12-01 | 9 | 8.9 | 0 | 0 |  | Conventional Hydro | Water |  |  | 21.4 |  | 27.1436 | 214 | 0.000214
R1528 | Niagara Mohawk Power Corp. | Chittenden Falls | F | 23643 | Stuyvesant | Columbia | NY | 1995-12-01 | 0.6 |  | 0 | 0 |  | Conventional Hydro | Water
R1529 | Niagara Mohawk Power Corp. | Christine Falls Hydro | F | 23643 | Wells | Hamilton | NY | 1987-12-01 | 0.85 |  | 0 | 0 |  | Conventional Hydro | Water |  |  | 2.4 |  | 32.2321 | 24 | 2.4e-05
R1534 | Niagara Mohawk Power Corp. | City of Watervliet Hydro | F | 23643 | Guilderland | Albany | NY | 1986-01-01 | 1.5 |  | 0 | 0 |  | Conventional Hydro | Water |  |  | 1.7 |  | 12.9376 | 17 | 1.7e-05
R1535 | Niagara Mohawk Power Corp. | Cons. HY-Victory | F | 23643 | Victory Falls | Saratoga | NY | 1986-12-01 | 1.7 |  | 0 | 0 |  | Conventional Hydro | Water |  |  | 4.6 |  | 30.8891 | 46 | 4.6e-05
R1537 | Niagara Mohawk Power Corp. | Cottrell Paper | F | 23643 | Rock City Falls | Saratoga | NY | 1987-01-01 | 0.3 |  | 0 | 0 |  | Conventional Hydro | Water |  |  | 0.1 |  | 3.8052 | 1 | 1e-06
R1539 | Niagara Mohawk Power Corp. | Edison Hydro Electric | F | 23643 | Stottville | Columbia | NY | 2009-11-01 | 0.3 |  | 0 | 0 |  | Conventional Hydro | Water |  |  | 1.6 |  | 60.8828 | 16 | 1.6e-05
R1541 | Niagara Mohawk Power Corp. | Finch Paper LLC - Glens Falls | F | 23643 | Glens Falls | Warren | NY | 2009-11-01 | 11.8 |  | 0 | 0 |  | Conventional Hydro | Water |  |  | 1.1 |  | 1.0642 | 11 | 1.1e-05
R1542 | Niagara Mohawk Power Corp. | Finch Pruyn | F | 23643 | Glens Falls | Warren | NY | 1989-12-01 | 29 |  | 0 | 0 |  | Conventional Hydro | Water
R1544 | Niagara Mohawk Power Corp. | Fort Miller Assoc (Hudson River) | F | 23643 | Schuylerville | Saratoga | NY | 1985-10-01 | 5 |  | 0 | 0 |  | Conventional Hydro | Water |  |  | 19.3 |  | 44.0639 | 193 | 0.000193
R1551 | Niagara Mohawk Power Corp. | Gloversville Johnstown WWT | F | 23643 | Gloversville | Fulton | NY | 2010-01-01 | 0.7 |  | 0 | 0 |  | Internal Combustion | Bio Gas |  |  | 1.4 |  | 22.8311 | 15.4 | 1.54e-05
R1552 | Niagara Mohawk Power Corp. | Green Island Power Authority | F | 23643 | Green Island | Albany | NY | 1971-01-01 | 6 |  | 0 | 0 |  | Conventional Hydro | Water |  |  | 35.4 |  | 67.3516 | 354 | 0.000354
R1554 | Niagara Mohawk Power Corp. | Hollings&Vose-Center | F | 23643 | Easton | Washington | NY | 1986-01-01 | 0.4 |  | 0 | 0 |  | Conventional Hydro | Water |  |  | 0.7 |  | 19.9772 | 7 | 7e-06
R1555 | Niagara Mohawk Power Corp. | Hollings&Vose-Lower | F | 23643 | Easton | Washington | NY | 1986-01-01 | 0.4 |  | 0 | 0 |  | Conventional Hydro | Water
R1556 | Niagara Mohawk Power Corp. | Hollings&Vose-Upper | F | 23643 | Easton | Washington | NY | 1986-01-01 | 0.4 |  | 0 | 0 |  | Conventional Hydro | Water
R1558 | Niagara Mohawk Power Corp. | Hoosick Falls | F | 23643 | Hoosick Falls | Rensselaer | NY | 1988-08-01 | 0.6 |  | 0 | 0 |  | Conventional Hydro | Water
R1561 | Niagara Mohawk Power Corp. | International Paper - Curtis | F | 1655 | Corinth | Saratoga | NY | 1986-01-01 | 9.8 | 30.8 | 0 | 0 |  | Conventional Hydro | Water |  |  | 263.8 | ( G ) |  | 2638 | 0.002638
R1562 | Niagara Mohawk Power Corp. | International Paper - Palmer | F | 1655 | Corinth | Saratoga | NY | 1986-01-01 | 49.2 | 30.8 | 0 | 0 |  | Conventional Hydro | Water
R1570 | Niagara Mohawk Power Corp. | Mechanicville | F | 23643 | Halfmoon | Saratoga | NY | 2005-03-01 | 3.8 |  | 0 | 0 |  | Conventional Hydro | Water |  |  | 19.4 |  | 58.2793 | 194 | 0.000194
R1571 | Niagara Mohawk Power Corp. | Mount Ida Hydro c/o Ampersand | F | 23643 | Troy | Rensselaer | NY | 1986-01-01 | 3 |  | 0 | 0 |  | Conventional Hydro | Water |  |  | 7.2 |  | 27.3973 | 72 | 7.2e-05
R1572 | Niagara Mohawk Power Corp. | Mountainaire Massage Spa | F | 23643 | Wevertown | Warren | NY | 2009-11-01 |  |  | 0 | 0 |  | Conventional Hydro | Water
R1584 | Niagara Mohawk Power Corp. | Riverrat Glass & Electric | F | 23643 | Wadhams | Essex | NY | 1986-01-01 | 0.6 |  | 0 | 0 |  | Conventional Hydro | Water |  |  | 2 |  | 38.0518 | 20 | 2e-05
R1588 | Niagara Mohawk Power Corp. | Stevens&Thompson Paper Co. | F | 23643 | Middle Falls | Washington | NY | 1987-12-01 | 10.5 |  | 0 | 0 |  | Conventional Hydro | Water |  |  | 23.7 |  | 25.7665 | 237 | 0.000237
R1590 | Niagara Mohawk Power Corp. | Stillwater Hydro Partners LP | F | 23643 | Stillwater | Saratoga | NY | 1993-04-01 | 3.4 |  | 0 | 0 |  | Conventional Hydro | Water |  |  | 13.3 |  | 44.6548 | 133 | 0.000133
R1591 | Niagara Mohawk Power Corp. | Stuyvesant Falls Hydro | F | 23643 | Stuyvesant | Columbia | NY | 2013-02-01 | 7 |  | 0 | 0 |  | Conventional Hydro | Water |  |  | 9.6 |  | 15.6556 | 96 | 9.6e-05
R1593 | Niagara Mohawk Power Corp. | Synergics - Middle Greenwich | F | 23643 | Greenwich | Washington | NY | 1987-12-01 | 0.2 |  | 0 | 0 |  | Conventional Hydro | Water
R1595 | Niagara Mohawk Power Corp. | Synergics - Upper Greenwich | F | 23643 | Greenwich | Washington | NY | 1987-12-01 | 0.4 |  | 0 | 0 |  | Conventional Hydro | Water
R1597 | Niagara Mohawk Power Corp. | Town of Wells (Lake Algonquin) | F | 23643 | Wells | Hamilton | NY | 1987-12-01 | 0.5 |  | 0 | 0 |  | Conventional Hydro | Water |  |  | 1.5 |  | 34.2466 | 15 | 1.5e-05
R1598 | Niagara Mohawk Power Corp. | Tri-City JATC | F | 23643 | Latham | Albany | NY | 2009-11-01 |  |  | 0 | 0 |  | Internal Combustion | Natural Gas
R1601 | Niagara Mohawk Power Corp. | Valatie Falls | F | 23643 | Valatie | Columbia | NY | 1992-12-01 | 0.1 |  | 0 | 0 |  | Conventional Hydro | Water |  |  | 0.6 |  | 68.4932 | 6 | 6e-06
R1602 | Niagara Mohawk Power Corp. | Valley Falls Assoc. | F | 23643 | Valley Falls | Rensselaer | NY | 1985-08-01 | 2.5 |  | 0 | 0 |  | Conventional Hydro | Water |  |  | 7.4 |  | 33.79 | 74 | 7.4e-05
R1649 | PSEG Energy Resource & Trade, LLC | Bethlehem Energy Center | F | 323570 | Bethlehem | Albany | NY | 2005-07-01 | 893.1 | 835 | 760.5 | 861 | YES | Combined Cycle | Natural Gas | No. 2 Fuel Oil |  | 5202.4 |  | 66.4966 | 2304663.2 | 2.3047
R1670 | Selkirk Cogen Partners, L.P. | Selkirk-I | F | 23801 | Selkirk | Albany | NY | 1992-03-01 | 107.2 | 82.1 | 78.2 | 105.3 | YES | Combined Cycle | Natural Gas | No. 2 Fuel Oil |  | 133.4 |  | 14.2055 | 59096.2 | 0.059096
R1671 | Selkirk Cogen Partners, L.P. | Selkirk-II | F | 23799 | Selkirk | Albany | NY | 1994-09-01 | 338.8 | 291.3 | 277.3 | 329.7 | YES | Combined Cycle | Natural Gas | No. 2 Fuel Oil |  | 506.8 |  | 17.0761 | 224512.4 | 0.22451
R1687 | Stephentown Spindle LLC | Beacon LESR | F | 323632 | Stephentown | Rensselaer | NY | 2010-11-29 | 20 | 0 | 0 | 0 |  | Energy Storage | Fly Wheel
R1707 | Wheelabrator Hudson Falls, LLC | Wheelabrator Hudson Falls | F | 23798 | Hudson Falls | Washington | NY | 1991-10-01 | 14.4 | 12.7 | 11.5 | 11.1 |  | Steam Turbine (Fossil) | Refuse |  |  | 76.9 |  | 60.9621 | 1768.7 | 0.0017687
Totals | [8 empty] | 5354.4 | [8 empty] | 16310.8 |  |  | 6331115.1 | 6.3311

## Zone G
Line No. | Billing Org | Station Unit | Zone | PTID | Town | Cnty | St | MM-DD-YYYY | Nameplate MW | CRIS SUM MW | CAPABILITY SUM MW | CAPABILITY WIN MW | DUAL | Unit Type | Fuel Type 1 | Fuel Type 2 | Fuel Type 3 | 2016 GWh | Notes | Capacity % | CO2 Emissions MTCO2 | CO2 Emissions MMTCO2
R1086 | Central Hudson Gas & Elec. Corp. | Coxsackie GT | G | 23611 | Coxsackie | Greene | NY | 1969-12-01 | 21.6 | 19.9 | 18.5 | 23.8 | YES | Combustion Turbine | Kerosene | Natural Gas |  | 0.5 |  | 0.26425 | 130 | 0.00013
R1087 | Central Hudson Gas & Elec. Corp. | Dashville 1 | G | 23610 | Rifton | Ulster | NY | 1920-01-01 | 2.4 | 2.7 | 0 | 0 |  | Conventional Hydro | Water
R1088 | Central Hudson Gas & Elec. Corp. | Dashville 2 | G | 23610 | Rifton | Ulster | NY | 1920-01-01 | 2.4 | 2.7 | 0 | 0 |  | Conventional Hydro | Water
R1089 | Central Hudson Gas & Elec. Corp. | DCRRA | G | 23765 | Poughkeepsie | Dutchess | NY | 1987-09-01 | 9.2 | 8.8 | 6.5 | 5.9 |  | Steam Turbine (Fossil) | Refuse |  |  | 37.7 |  | 46.7788 | 867.1 | 0.0008671
R1090 | Central Hudson Gas & Elec. Corp. | High Falls | G | 23754 | Marbletown | Ulster | NY | 1986-12-01 | 3.2 | 3 | 0 | 0 |  | Conventional Hydro | Water
R1091 | Central Hudson Gas & Elec. Corp. | Millpond | G | 5004 | Catskill | Greene | NY | 1993-12-01 | 0.9 |  | 0 | 0 |  | Conventional Hydro | Water
R1092 | Central Hudson Gas & Elec. Corp. | Montgomery West | G | 5005 | Montgomery | Orange | NY | 1985-11-01 | 0.2 |  | 0 | 0 |  | Conventional Hydro | Water
R1093 | Central Hudson Gas & Elec. Corp. | Salisbury Mills | G | 5006 | Salisbury Mills | Orange | NY | 1986-12-01 | 0.5 |  | 0 | 0 |  | Conventional Hydro | Water
R1094 | Central Hudson Gas & Elec. Corp. | South Cairo | G | 23612 | Cairo | Greene | NY | 1970-06-01 | 21.6 | 19.8 | 19.7 | 23.4 |  | Combustion Turbine | Kerosene |  |  | 0.1 |  | 0.05285 | 26 | 2.6e-05
R1095 | Central Hudson Gas & Elec. Corp. | Sturgeon 1 | G | 23609 | Rifton | Ulster | NY | 1924-01-01 | 4.8 | 5 | 0 | 0 |  | Conventional Hydro | Water
R1096 | Central Hudson Gas & Elec. Corp. | Sturgeon 2 | G | 23609 | Rifton | Ulster | NY | 1924-01-01 | 4.8 | 5.8 | 0 | 0 |  | Conventional Hydro | Water
R1097 | Central Hudson Gas & Elec. Corp. | Sturgeon 3 | G | 23609 | Rifton | Ulster | NY | 1924-01-01 | 4.8 | 5 | 0 | 0 |  | Conventional Hydro | Water
R1098 | Central Hudson Gas & Elec. Corp. | Wallkill | G | 5007 | Shwangunk | Ulster | NY | 1986-12-01 | 0.5 |  | 0 | 0 |  | Conventional Hydro | Water
R1099 | Central Hudson Gas & Elec. Corp. | Wappingers Falls | G | 23765 | Wappingers Falls | Dutchess | NY | 1988-12-01 | 2 | 2 | 2 | 2 |  | Conventional Hydro | Water |  |  | 5.5 |  | 31.3927 | 55 | 5.5e-05
R1117 | Consolidated Edison Energy, Inc. | Roseton 1 | G | 23587 | Newburgh | Orange | NY | 1974-12-01 | 621 | 614.8 | 589.5 | 611.2 | YES | Steam Turbine (Fossil) | No. 6 Fuel Oil | Natural Gas | FO2 | 128.5 |  | 2.3621 | 95475.5 | 0.095476
R1118 | Consolidated Edison Energy, Inc. | Roseton 2 | G | 23588 | Newburgh | Orange | NY | 1974-09-01 | 621 | 605.7 | 599.5 | 609 | YES | Steam Turbine (Fossil) | No. 6 Fuel Oil | Natural Gas | FO2 | 172.7 |  | 3.1747 | 128316.1 | 0.12832
R1119 | Consolidated Hydro New York, Inc. | Groveville Hydro | G | 323602 | Beacon | Dutchess | NY | 1983-12-01 | 0.9 | 0.9 | 0 | 0 |  | Conventional Hydro | Water |  |  | 1.1 |  | 13.9523 | 11 | 1.1e-05
R1120 | Consolidated Hydro New York, Inc. | Walden Hydro | G | 24148 | Walden | Orange | NY | 1983-12-01 | 2.4 |  | 0 | 0 |  | Conventional Hydro | Water |  |  | 2.4 |  | 11.4155 | 24 | 2.4e-05
R1123 | Danskammer Energy, LLC | Danskammer 1 | G | 23586 | Newburgh | Orange | NY | 1951-12-01 | 72 | 69 | 70.7 | 68.3 | YES | Steam Turbine (Fossil) | Natural Gas | No. 6 Fuel Oil |  | 2.9 |  | 0.45979 | 1284.7 | 0.0012847
R1124 | Danskammer Energy, LLC | Danskammer 2 | G | 23589 | Newburgh | Orange | NY | 1954-09-01 | 73.5 | 64.7 | 65.7 | 66.3 | YES | Steam Turbine (Fossil) | Natural Gas | No. 6 Fuel Oil |  | 2.4 |  | 0.37275 | 1063.2 | 0.0010632
R1125 | Danskammer Energy, LLC | Danskammer 3 | G | 23590 | Newburgh | Orange | NY | 1959-10-01 | 147.1 | 139.2 | 138.5 | 136.3 |  | Steam Turbine (Fossil) | Natural Gas |  |  | 4.5 |  | 0.34922 | 1993.5 | 0.0019935
R1126 | Danskammer Energy, LLC | Danskammer 4 | G | 23591 | Newburgh | Orange | NY | 1967-09-01 | 239.4 | 238.2 | 221.7 | 225 |  | Steam Turbine (Fossil) | Natural Gas |  |  | 10.4 |  | 0.49591 | 4607.2 | 0.0046072
R1128 | Eagle Creek Hydro Power, LLC | Mongaup 1 | G | 23641 | Forestburg | Sullivan | NY | 1923-07-01 | 1 | 0.9 | 1 | 1 |  | Conventional Hydro | Water |  |  | 5.5 | ( G ) | 62.7854 | 55 | 5.5e-05
R1129 | Eagle Creek Hydro Power, LLC | Mongaup 2 | G | 23641 | Forestburg | Sullivan | NY | 1923-07-01 | 1 | 1 | 1 | 1 |  | Conventional Hydro | Water
R1130 | Eagle Creek Hydro Power, LLC | Mongaup 3 | G | 23641 | Forestburg | Sullivan | NY | 1923-07-01 | 1 | 1 | 1 | 1 |  | Conventional Hydro | Water
R1131 | Eagle Creek Hydro Power, LLC | Mongaup 4 | G | 23641 | Forestburg | Sullivan | NY | 1926-01-01 | 1 | 1 | 1 | 1 |  | Conventional Hydro | Water
R1132 | Eagle Creek Hydro Power, LLC | Rio | G | 23641 | Glen Spey | Sullivan | NY | 1927-12-01 | 10.8 | 10.8 | 10.5 | 10.6 |  | Conventional Hydro | Water |  |  | 14.8 |  | 15.6435 | 148 | 0.000148
R1133 | Eagle Creek Hydro Power, LLC | Swinging Bridge 2 | G | 23641 | Forestburg | Sullivan | NY | 1930-02-01 | 7 | 7.9 | 6.8 | 7 |  | Conventional Hydro | Water |  |  | 5.7 |  | 9.2955 | 57 | 5.7e-05
R1309 | Erie Blvd. Hydropower LP | West Delaware Hydro | G | 323627 | Grahamsville | Sullivan | NY | 1988-12-01 | 7.5 | 7.5 | 7.5 | 7.5 |  | Conventional Hydro | Water |  |  | 27.4 |  | 41.7047 | 274 | 0.000274
R1327 | GenOn Energy Management, LLC | Bowline 1 | G | 23526 | West Haverstraw | Rockland | NY | 1972-09-01 | 621 | 577.7 | 564.7 | 574.6 | YES | Steam Turbine (Fossil) | Natural Gas | No. 6 Fuel Oil |  | 837.9 |  | 15.4027 | 371189.7 | 0.37119
R1328 | GenOn Energy Management, LLC | Bowline 2 | G | 23595 | West Haverstraw | Rockland | NY | 1974-05-01 | 621 | 567.4 | 561.1 | 560 | YES | Steam Turbine (Fossil) | Natural Gas | No. 6 Fuel Oil |  | 548.2 |  | 10.0773 | 242852.6 | 0.24285
R1426 | New York Power Authority | Ashokan 1 | G | 23654 | Ashokan | Ulster | NY | 1982-11-01 | 2.3 | 1.8 | 2.3 | 2.3 |  | Conventional Hydro | Water |  |  | 6.4 |  | 31.7649 | 64 | 6.4e-05
R1427 | New York Power Authority | Ashokan 2 | G | 23654 | Ashokan | Ulster | NY | 1982-11-01 | 2.3 | 1.8 | 2.3 | 2.3 |  | Conventional Hydro | Water |  |  | 4.2 |  | 20.8457 | 42 | 4.2e-05
R1442 | New York Power Authority | Grahamsville | G | 23607 | Grahamsville | Sullivan | NY | 1956-12-01 | 18 | 16.3 | 18 | 18 |  | Conventional Hydro | Water |  |  | 68.9 |  | 43.6961 | 689 | 0.000689
R1455 | New York Power Authority | Neversink | G | 23608 | Grahamsville | Sullivan | NY | 1953-12-01 | 25 | 22 | 25 | 25 |  | Conventional Hydro | Water |  |  | 23 |  | 10.5023 | 230 | 0.00023
R1645 | Orange and Rockland Utilities | Buttermilk Falls | G | 5055 | Highland Falls | Orange | NY | 1986-12-01 | 0.1 |  | 0 | 0 |  | Conventional Hydro | Water
R1647 | Orange and Rockland Utilities | Landfill G.Part19 | G | 5057 | Goshen | Orange | NY | 1988-12-01 | 2.5 |  | 0 | 0 |  | Internal Combustion | Bio Gas
R1648 | Orange and Rockland Utilities | Middletown LFG | G | 5058 | Goshen | Orange | NY | 1988-12-01 | 3 |  | 0 | 0 |  | Internal Combustion | Bio Gas
R1681 | Seneca Power Partners, L.P. | Hillburn GT | G | 23639 | Hillburn | Rockland | NY | 1971-04-01 | 46.5 | 37.9 | 36.5 | 42.6 | YES | Jet Engine | Natural Gas | Kerosene |  | 0.3 |  | 0.073649 | 132.9 | 0.0001329
R1682 | Seneca Power Partners, L.P. | Shoemaker GT | G | 23640 | Middletown | Orange | NY | 1971-05-01 | 41.9 | 33.1 | 33 | 40.3 | YES | Jet Engine | Natural Gas | Kerosene |  | 0.3 |  | 0.081734 | 132.9 | 0.0001329
Totals | [8 empty] | 3269.1 | [8 empty] | 1911.3 |  |  | 849720.4 | 0.84972

## Zone H
Line No. | Billing Org | Station Unit | Zone | PTID | Town | Cnty | St | MM-DD-YYYY | Nameplate MW | CRIS SUM MW | CAPABILITY SUM MW | CAPABILITY WIN MW | DUAL | Unit Type | Fuel Type 1 | Fuel Type 2 | Fuel Type 3 | 2016 GWh | Notes | Capacity % | CO2 Emissions MTCO2 | CO2 Emissions MMTCO2
R1138 | Entergy Nuclear Power Marketing LLC | Indian Point 2 | H | 23530 | Buchanan | Westchester | NY | 1973-08-01 | 1070 | 1026.5 | 1000.4 | 1028.2 |  | Steam (PWR Nuclear) | Uranium |  |  | 6049.8 |  | 64.5436 | 399286.8 | 0.39929
R1139 | Entergy Nuclear Power Marketing LLC | Indian Point 3 | H | 23531 | Buchanan | Westchester | NY | 1976-04-01 | 1080 | 1040.4 | 1041.3 | 1044.9 |  | Steam (PWR Nuclear) | Uranium |  |  | 9076.3 |  | 95.9359 | 599035.8 | 0.59904
R1708 | Wheelabrator Westchester, LP | Wheelabrator Westchester | H | 23653 | Peekskill | Westchester | NY | 1984-04-01 | 59.7 | 53.5 | 50.7 | 50.9 |  | Steam Turbine (Fossil) | Refuse |  |  | 387.4 |  | 74.0766 | 8910.2 | 0.0089102
Totals | [8 empty] | 2209.7 | [8 empty] | 15513.5 |  |  | 1007232.8 | 1.0072

## Zone I
Line No. | Billing Org | Station Unit | Zone | PTID | Town | Cnty | St | MM-DD-YYYY | Nameplate MW | CRIS SUM MW | CAPABILITY SUM MW | CAPABILITY WIN MW | DUAL | Unit Type | Fuel Type 1 | Fuel Type 2 | Fuel Type 3 | 2016 GWh | Notes | Capacity % | CO2 Emissions MTCO2 | CO2 Emissions MMTCO2
R1477 | New York State Elec. & Gas Corp. | Croton Falls Hydro | I | 5017 | North Salem | Westchester | NY | 1987-01-01 | 0.2 |  | 0 | 0 |  | Conventional Hydro | Water
Totals | [8 empty] | 0.2 | [8 empty] | 0 |  |  | 0 | 0

## Zone J
Line No. | Billing Org | Station Unit | Zone | PTID | Town | Cnty | St | MM-DD-YYYY | Nameplate MW | CRIS SUM MW | CAPABILITY SUM MW | CAPABILITY WIN MW | DUAL | Unit Type | Fuel Type 1 | Fuel Type 2 | Fuel Type 3 | 2016 GWh | Notes | Capacity % | CO2 Emissions MTCO2 | CO2 Emissions MMTCO2
R1002 | Astoria Energy II, LLC | Astoria Energy 2 - CC3 | J | 323677 | Queens | Queens | NY | 2011-07-01 | 330 | 288 | 284 | 326 | YES | Combined Cycle | Natural Gas | No. 2 Fuel Oil |  | 2897.1 | ( G ) |  | 1283415.3 | 1.2834
R1003 | Astoria Energy II, LLC | Astoria Energy 2 - CC4 | J | 323678 | Queens | Queens | NY | 2011-07-01 | 330 | 288 | 284 | 326 | YES | Combined Cycle | Natural Gas | No. 2 Fuel Oil
R1004 | Astoria Energy, LLC | Astoria East Energy - CC1 | J | 323581 | Queens | Queens | NY | 2006-04-01 | 320 | 292.6 | 278.9 | 314.8 | YES | Combined Cycle | Natural Gas | No. 2 Fuel Oil |  | 3363.7 | ( G ) |  | 1490119.1 | 1.4901
R1005 | Astoria Energy, LLC | Astoria East Energy - CC2 | J | 323582 | Queens | Queens | NY | 2006-04-01 | 320 | 292.6 | 278.9 | 314.8 | YES | Combined Cycle | Natural Gas | No. 2 Fuel Oil
R1006 | Astoria Generating Company L.P. | Astoria 2 | J | 24149 | Queens | Queens | NY | 1954-03-01 | 180 | 177 | 172.1 | 169.2 |  | Steam Turbine (Fossil) | Natural Gas |  |  | 3.6 |  | 0.22831 | 1594.8 | 0.0015948
R1007 | Astoria Generating Company L.P. | Astoria 3 | J | 23516 | Queens | Queens | NY | 1958-09-01 | 376 | 369.9 | 379.1 | 372.9 | YES | Steam Turbine (Fossil) | No. 6 Fuel Oil | Natural Gas |  | 337.5 |  | 10.2466 | 250762.5 | 0.25076
R1008 | Astoria Generating Company L.P. | Astoria 5 | J | 23518 | Queens | Queens | NY | 1962-05-01 | 387 | 376.3 | 381.8 | 387.4 | YES | Steam Turbine (Fossil) | No. 6 Fuel Oil | Natural Gas |  | 474 |  | 13.9818 | 352182 | 0.35218
R1009 | Astoria Generating Company L.P. | Astoria GT 01 | J | 23523 | Queens | Queens | NY | 1967-07-01 | 16 | 15.7 | 14.4 | 18.3 |  | Combustion Turbine | Natural Gas |  |  | 0.9 |  | 0.64212 | 398.7 | 0.0003987
R1010 | Astoria Generating Company L.P. | Gowanus 1-1 | J | 24077 | Brooklyn | Kings | NY | 1971-06-01 | 20 | 19.1 | 18.7 | 23.9 |  | Combustion Turbine | No. 2 Fuel Oil |  |  | 0.1 |  | 0.057078 | 74.3 | 7.43e-05
R1011 | Astoria Generating Company L.P. | Gowanus 1-2 | J | 24078 | Brooklyn | Kings | NY | 1971-06-01 | 20 | 17.1 | 19.2 | 24.7 |  | Combustion Turbine | No. 2 Fuel Oil |  |  | 0.1 |  | 0.057078 | 74.3 | 7.43e-05
R1012 | Astoria Generating Company L.P. | Gowanus 1-3 | J | 24079 | Brooklyn | Kings | NY | 1971-06-01 | 20 | 17.2 | 17.4 | 21.9 |  | Combustion Turbine | No. 2 Fuel Oil |  |  | 0.1 |  | 0.057078 | 74.3 | 7.43e-05
R1013 | Astoria Generating Company L.P. | Gowanus 1-4 | J | 24080 | Brooklyn | Kings | NY | 1971-06-01 | 20 | 17.1 | 16.2 | 20.9 |  | Combustion Turbine | No. 2 Fuel Oil |  |  | 0.1 |  | 0.057078 | 74.3 | 7.43e-05
R1014 | Astoria Generating Company L.P. | Gowanus 1-5 | J | 24084 | Brooklyn | Kings | NY | 1971-06-01 | 20 | 16.5 | 17.4 | 21.6 |  | Combustion Turbine | No. 2 Fuel Oil
R1015 | Astoria Generating Company L.P. | Gowanus 1-6 | J | 24111 | Brooklyn | Kings | NY | 1971-06-01 | 20 | 18 | 16.1 | 20.8 |  | Combustion Turbine | No. 2 Fuel Oil |  |  | 0.1 |  | 0.057078 | 74.3 | 7.43e-05
R1016 | Astoria Generating Company L.P. | Gowanus 1-7 | J | 24112 | Brooklyn | Kings | NY | 1971-06-01 | 20 | 17.6 | 17 | 22.2 |  | Combustion Turbine | No. 2 Fuel Oil |  |  | 0.1 |  | 0.057078 | 74.3 | 7.43e-05
R1017 | Astoria Generating Company L.P. | Gowanus 1-8 | J | 24113 | Brooklyn | Kings | NY | 1971-06-01 | 20 | 16.1 | 16 | 20.4 |  | Combustion Turbine | No. 2 Fuel Oil |  |  | 0.1 |  | 0.057078 | 74.3 | 7.43e-05
R1018 | Astoria Generating Company L.P. | Gowanus 2-1 | J | 24114 | Brooklyn | Kings | NY | 1971-06-01 | 20 | 17.9 | 16.9 | 21.1 | YES | Combustion Turbine | No. 2 Fuel Oil | Natural Gas |  | 0.7 |  | 0.39954 | 520.1 | 0.0005201
R1019 | Astoria Generating Company L.P. | Gowanus 2-2 | J | 24115 | Brooklyn | Kings | NY | 1971-06-01 | 20 | 18.8 | 17.8 | 22.6 | YES | Combustion Turbine | No. 2 Fuel Oil | Natural Gas |  | 1 |  | 0.57078 | 743 | 0.000743
R1020 | Astoria Generating Company L.P. | Gowanus 2-3 | J | 24116 | Brooklyn | Kings | NY | 1971-06-01 | 20 | 20.6 | 19.1 | 24 | YES | Combustion Turbine | No. 2 Fuel Oil | Natural Gas |  | 0.9 |  | 0.5137 | 668.7 | 0.0006687
R1021 | Astoria Generating Company L.P. | Gowanus 2-4 | J | 24117 | Brooklyn | Kings | NY | 1971-06-01 | 20 | 19.3 | 17.1 | 22.1 | YES | Combustion Turbine | No. 2 Fuel Oil | Natural Gas |  | 0.7 |  | 0.39954 | 520.1 | 0.0005201
R1022 | Astoria Generating Company L.P. | Gowanus 2-5 | J | 24118 | Brooklyn | Kings | NY | 1971-06-01 | 20 | 18.6 | 17.6 | 22.2 | YES | Combustion Turbine | No. 2 Fuel Oil | Natural Gas |  | 1.4 |  | 0.79909 | 1040.2 | 0.0010402
R1023 | Astoria Generating Company L.P. | Gowanus 2-6 | J | 24119 | Brooklyn | Kings | NY | 1971-06-01 | 20 | 20.3 | 19.1 | 24.3 | YES | Combustion Turbine | No. 2 Fuel Oil | Natural Gas |  | 0.8 |  | 0.45662 | 594.4 | 0.0005944
R1024 | Astoria Generating Company L.P. | Gowanus 2-7 | J | 24120 | Brooklyn | Kings | NY | 1971-06-01 | 20 | 19.6 | 18.8 | 23.8 | YES | Combustion Turbine | No. 2 Fuel Oil | Natural Gas |  | 2.2 |  | 1.2557 | 1634.6 | 0.0016346
R1025 | Astoria Generating Company L.P. | Gowanus 2-8 | J | 24121 | Brooklyn | Kings | NY | 1971-06-01 | 20 | 17.7 | 17 | 22 | YES | Combustion Turbine | No. 2 Fuel Oil | Natural Gas |  | 0.7 |  | 0.39954 | 520.1 | 0.0005201
R1026 | Astoria Generating Company L.P. | Gowanus 3-1 | J | 24122 | Brooklyn | Kings | NY | 1971-07-01 | 20 | 17.7 | 16.8 | 21.4 | YES | Combustion Turbine | No. 2 Fuel Oil | Natural Gas |  | 0.8 |  | 0.45662 | 594.4 | 0.0005944
R1027 | Astoria Generating Company L.P. | Gowanus 3-2 | J | 24123 | Brooklyn | Kings | NY | 1971-07-01 | 20 | 17.7 | 16.7 | 21.5 | YES | Combustion Turbine | No. 2 Fuel Oil | Natural Gas |  | 1.7 |  | 0.97032 | 1263.1 | 0.0012631
R1028 | Astoria Generating Company L.P. | Gowanus 3-3 | J | 24124 | Brooklyn | Kings | NY | 1971-07-01 | 20 | 19.8 | 18.8 | 23 | YES | Combustion Turbine | No. 2 Fuel Oil | Natural Gas |  | 0.6 |  | 0.34247 | 445.8 | 0.0004458
R1029 | Astoria Generating Company L.P. | Gowanus 3-4 | J | 24125 | Brooklyn | Kings | NY | 1971-07-01 | 20 | 17.9 | 16.7 | 22.6 | YES | Combustion Turbine | No. 2 Fuel Oil | Natural Gas |  | 0.7 |  | 0.39954 | 520.1 | 0.0005201
R1030 | Astoria Generating Company L.P. | Gowanus 3-5 | J | 24126 | Brooklyn | Kings | NY | 1971-07-01 | 20 | 19 | 17 | 22.3 | YES | Combustion Turbine | No. 2 Fuel Oil | Natural Gas |  | 0.8 |  | 0.45662 | 594.4 | 0.0005944
R1031 | Astoria Generating Company L.P. | Gowanus 3-6 | J | 24127 | Brooklyn | Kings | NY | 1971-07-01 | 20 | 17.6 | 15.5 | 20.3 | YES | Combustion Turbine | No. 2 Fuel Oil | Natural Gas |  | 0.4 |  | 0.22831 | 297.2 | 0.0002972
R1032 | Astoria Generating Company L.P. | Gowanus 3-7 | J | 24128 | Brooklyn | Kings | NY | 1971-07-01 | 20 | 18.1 | 17.6 | 23 | YES | Combustion Turbine | No. 2 Fuel Oil | Natural Gas |  | 0.9 |  | 0.5137 | 668.7 | 0.0006687
R1033 | Astoria Generating Company L.P. | Gowanus 3-8 | J | 24129 | Brooklyn | Kings | NY | 1971-07-01 | 20 | 19 | 18.3 | 23.3 | YES | Combustion Turbine | No. 2 Fuel Oil | Natural Gas |  | 0.7 |  | 0.39954 | 520.1 | 0.0005201
R1034 | Astoria Generating Company L.P. | Gowanus 4-1 | J | 24130 | Brooklyn | Kings | NY | 1971-07-01 | 20 | 16.8 | 18.9 | 24.2 |  | Combustion Turbine | No. 2 Fuel Oil |  |  | 0.1 |  | 0.057078 | 74.3 | 7.43e-05
R1035 | Astoria Generating Company L.P. | Gowanus 4-2 | J | 24131 | Brooklyn | Kings | NY | 1971-07-01 | 20 | 17.3 | 17.6 | 22.3 |  | Combustion Turbine | No. 2 Fuel Oil |  |  | 0.1 |  | 0.057078 | 74.3 | 7.43e-05
R1036 | Astoria Generating Company L.P. | Gowanus 4-3 | J | 24132 | Brooklyn | Kings | NY | 1971-07-01 | 20 | 17.6 | 17 | 22.2 |  | Combustion Turbine | No. 2 Fuel Oil |  |  | 0.1 |  | 0.057078 | 74.3 | 7.43e-05
R1037 | Astoria Generating Company L.P. | Gowanus 4-4 | J | 24133 | Brooklyn | Kings | NY | 1971-07-01 | 20 | 17.1 | 16.5 | 21.3 |  | Combustion Turbine | No. 2 Fuel Oil
R1038 | Astoria Generating Company L.P. | Gowanus 4-5 | J | 24134 | Brooklyn | Kings | NY | 1971-07-01 | 20 | 17.1 | 16.2 | 21.1 |  | Combustion Turbine | No. 2 Fuel Oil |  |  | 0.2 |  | 0.11416 | 148.6 | 0.0001486
R1039 | Astoria Generating Company L.P. | Gowanus 4-6 | J | 24135 | Brooklyn | Kings | NY | 1971-07-01 | 20 | 18.6 | 17.6 | 23.1 |  | Combustion Turbine | No. 2 Fuel Oil |  |  | 0.2 |  | 0.11416 | 148.6 | 0.0001486
R1040 | Astoria Generating Company L.P. | Gowanus 4-7 | J | 24136 | Brooklyn | Kings | NY | 1971-07-01 | 20 | 16.6 | 17.1 | 20.9 |  | Combustion Turbine | No. 2 Fuel Oil |  |  | 0.1 |  | 0.057078 | 74.3 | 7.43e-05
R1041 | Astoria Generating Company L.P. | Gowanus 4-8 | J | 24137 | Brooklyn | Kings | NY | 1971-07-01 | 20 | 19 | 17.1 | 22.3 |  | Combustion Turbine | No. 2 Fuel Oil |  |  | 0.1 |  | 0.057078 | 74.3 | 7.43e-05
R1042 | Astoria Generating Company L.P. | Narrows 1-1 | J | 24228 | Brooklyn | Kings | NY | 1972-05-01 | 22 | 21 | 18.9 | 23.9 | YES | Combustion Turbine | Kerosene | Natural Gas |  | 4.7 |  | 2.4388 | 1222 | 0.001222
R1043 | Astoria Generating Company L.P. | Narrows 1-2 | J | 24229 | Brooklyn | Kings | NY | 1972-05-01 | 22 | 19.5 | 17.3 | 22.4 | YES | Combustion Turbine | Kerosene | Natural Gas |  | 5.5 |  | 2.8539 | 1430 | 0.00143
R1044 | Astoria Generating Company L.P. | Narrows 1-3 | J | 24230 | Brooklyn | Kings | NY | 1972-05-01 | 22 | 20.4 | 18.9 | 23.4 | YES | Combustion Turbine | Kerosene | Natural Gas |  | 7.3 |  | 3.7879 | 1898 | 0.001898
R1045 | Astoria Generating Company L.P. | Narrows 1-4 | J | 24231 | Brooklyn | Kings | NY | 1972-05-01 | 22 | 20.1 | 19.1 | 24.4 | YES | Combustion Turbine | Kerosene | Natural Gas |  | 4.9 |  | 2.5425 | 1274 | 0.001274
R1046 | Astoria Generating Company L.P. | Narrows 1-5 | J | 24232 | Brooklyn | Kings | NY | 1972-05-01 | 22 | 19.8 | 19.8 | 24.4 | YES | Combustion Turbine | Kerosene | Natural Gas |  | 4.5 |  | 2.335 | 1170 | 0.00117
R1047 | Astoria Generating Company L.P. | Narrows 1-6 | J | 24233 | Brooklyn | Kings | NY | 1972-05-01 | 22 | 18.9 | 16.5 | 22.1 | YES | Combustion Turbine | Kerosene | Natural Gas |  | 3.1 |  | 1.6086 | 806 | 0.000806
R1048 | Astoria Generating Company L.P. | Narrows 1-7 | J | 24234 | Brooklyn | Kings | NY | 1972-05-01 | 22 | 18.4 | 15.6 | 20.6 | YES | Combustion Turbine | Kerosene | Natural Gas |  | 2.4 |  | 1.2453 | 624 | 0.000624
R1049 | Astoria Generating Company L.P. | Narrows 1-8 | J | 24235 | Brooklyn | Kings | NY | 1972-05-01 | 22 | 19.9 | 17.4 | 21.9 | YES | Combustion Turbine | Kerosene | Natural Gas |  | 5.1 |  | 2.6463 | 1326 | 0.001326
R1050 | Astoria Generating Company L.P. | Narrows 2-1 | J | 24236 | Brooklyn | Kings | NY | 1972-06-01 | 22 | 19.4 | 18.6 | 23.8 | YES | Combustion Turbine | Kerosene | Natural Gas |  | 4.2 |  | 2.1793 | 1092 | 0.001092
R1051 | Astoria Generating Company L.P. | Narrows 2-2 | J | 24237 | Brooklyn | Kings | NY | 1972-06-01 | 22 | 18.7 | 16.6 | 22.6 | YES | Combustion Turbine | Kerosene | Natural Gas |  | 5.4 |  | 2.802 | 1404 | 0.001404
R1052 | Astoria Generating Company L.P. | Narrows 2-3 | J | 24238 | Brooklyn | Kings | NY | 1972-06-01 | 22 | 18.4 | 18 | 23.8 | YES | Combustion Turbine | Kerosene | Natural Gas |  | 7.2 |  | 3.736 | 1872 | 0.001872
R1053 | Astoria Generating Company L.P. | Narrows 2-4 | J | 24239 | Brooklyn | Kings | NY | 1972-06-01 | 22 | 18.4 | 18.7 | 24.1 | YES | Combustion Turbine | Kerosene | Natural Gas |  | 3 |  | 1.5567 | 780 | 0.00078
R1054 | Astoria Generating Company L.P. | Narrows 2-5 | J | 24240 | Brooklyn | Kings | NY | 1972-06-01 | 22 | 19.9 | 18 | 23.7 | YES | Combustion Turbine | Kerosene | Natural Gas |  | 7.3 |  | 3.7879 | 1898 | 0.001898
R1055 | Astoria Generating Company L.P. | Narrows 2-6 | J | 24241 | Brooklyn | Kings | NY | 1972-06-01 | 22 | 18.1 | 15.4 | 20.8 | YES | Combustion Turbine | Kerosene | Natural Gas |  | 1.8 |  | 0.934 | 468 | 0.000468
R1056 | Astoria Generating Company L.P. | Narrows 2-7 | J | 24242 | Brooklyn | Kings | NY | 1972-06-01 | 22 | 20.7 | 18.1 | 24.1 | YES | Combustion Turbine | Kerosene | Natural Gas |  | 9.4 |  | 4.8775 | 2444 | 0.002444
R1057 | Astoria Generating Company L.P. | Narrows 2-8 | J | 24243 | Brooklyn | Kings | NY | 1972-06-01 | 22 | 17.5 | 16 | 21.6 | YES | Combustion Turbine | Kerosene | Natural Gas |  | 2.8 |  | 1.4529 | 728 | 0.000728
R1076 | Calpine Energy Services LP | KIAC_JFK_GT1 | J | 23816 | Jamaica | Queens | NY | 1995-02-01 | 60.6 | 58.7 | 58.1 | 59.8 | YES | Combined Cycle | Natural Gas | No. 2 Fuel Oil |  | 688.9 | ( G ) |  | 305182.7 | 0.30518
R1077 | Calpine Energy Services LP | KIAC_JFK_GT2 | J | 23817 | Jamaica | Queens | NY | 1995-02-01 | 60.6 | 58.3 | 58.9 | 59.5 | YES | Combined Cycle | Natural Gas | No. 2 Fuel Oil
R1101 | Consolidated Edison Co. of NY, Inc. | 59 St. GT 1 | J | 24138 | Manhattan | New York | NY | 1969-06-01 | 17.1 | 15.4 | 14.4 | 20.8 | YES | Combustion Turbine | Kerosene | Natural Gas |  | 0.1 |  | 0.066757 | 26 | 2.6e-05
R1102 | Consolidated Edison Co. of NY, Inc. | 74 St. GT 1 | J | 24260 | Manhattan | New York | NY | 1968-10-01 | 18.5 | 19 | 19.8 | 21.4 |  | Combustion Turbine | Kerosene |  |  | 0.3 |  | 0.18512 | 78 | 7.8e-05
R1103 | Consolidated Edison Co. of NY, Inc. | 74 St. GT 2 | J | 24261 | Manhattan | New York | NY | 1968-10-01 | 18.5 | 20.1 | 19.7 | 21.9 |  | Combustion Turbine | Kerosene |  |  | 0.2 |  | 0.12341 | 52 | 5.2e-05
R1104 | Consolidated Edison Co. of NY, Inc. | Brooklyn Navy Yard | J | 23515 | Brooklyn | Kings | NY | 1996-11-01 | 322 | 266.9 | 266 | 301.9 | YES | Combined Cycle | Natural Gas | No. 2 Fuel Oil |  | 2008.6 |  | 71.2088 | 889809.8 | 0.88981
R1105 | Consolidated Edison Co. of NY, Inc. | East River 1 | J | 323558 | Manhattan | New York | NY | 2005-04-01 | 185 | 160.5 | 152.3 | 195.8 | YES | Combined Cycle | Natural Gas | Kerosene |  | 1035 |  | 63.8652 | 458505 | 0.4585
R1106 | Consolidated Edison Co. of NY, Inc. | East River 2 | J | 323559 | Manhattan | New York | NY | 2005-04-05 | 185 | 162.4 | 149.1 | 193.7 | YES | Combined Cycle | Natural Gas | Kerosene |  | 1198.2 |  | 73.9356 | 530802.6 | 0.5308
R1107 | Consolidated Edison Co. of NY, Inc. | East River 6 | J | 23660 | Manhattan | New York | NY | 1951-11-01 | 156.2 | 136.3 | 143.1 | 142.8 | YES | Steam Turbine (Fossil) | Natural Gas | No. 6 Fuel Oil |  | 409.9 |  | 29.9566 | 181585.7 | 0.18159
R1108 | Consolidated Edison Co. of NY, Inc. | East River 7 | J | 23524 | Manhattan | New York | NY | 1955-06-01 | 200 | 186.7 | 185.6 | 184.1 | YES | Steam Turbine (Fossil) | Natural Gas | No. 6 Fuel Oil |  | 350.5 |  | 20.0057 | 155271.5 | 0.15527
R1109 | Consolidated Edison Co. of NY, Inc. | Hudson Ave 3 | J | 23810 | Brooklyn | Kings | NY | 1970-07-01 | 16.3 | 16 | 14.1 | 17.4 |  | Combustion Turbine | Kerosene |  |  | 0.2 |  | 0.14007 | 52 | 5.2e-05
R1110 | Consolidated Edison Co. of NY, Inc. | Hudson Ave 4 | J | 23540 | Brooklyn | Kings | NY | 1970-07-01 | 16.3 | 13.9 | 13.3 | 17.3 |  | Combustion Turbine | Kerosene |  |  | 0.2 |  | 0.14007 | 52 | 5.2e-05
R1111 | Consolidated Edison Co. of NY, Inc. | Hudson Ave 5 | J | 23657 | Brooklyn | Kings | NY | 1970-07-01 | 16.3 | 15.1 | 14.5 | 18.7 |  | Combustion Turbine | Kerosene |  |  | 0.2 |  | 0.14007 | 52 | 5.2e-05
R1428 | New York Power Authority | Astoria CC 1 | J | 323568 | Queens | Queens | NY | 2006-01-01 | 288 | 246.2 | 233.5 | 260 | YES | Combined Cycle | Natural Gas | No. 2 Fuel Oil | KER | 2722.3 | ( G ) |  | 1205978.9 | 1.206
R1429 | New York Power Authority | Astoria CC 2 | J | 323569 | Queens | Queens | NY | 2006-01-01 | 288 | 246.2 | 233.5 | 260 | YES | Combined Cycle | Natural Gas | No. 2 Fuel Oil | KER
R1440 | New York Power Authority | Gowanus 5 | J | 24156 | Brooklyn | Kings | NY | 2001-08-01 | 47 | 45.4 | 40 | 40 |  | Combustion Turbine | Natural Gas |  |  | 60.9 |  | 14.7916 | 26978.7 | 0.026979
R1441 | New York Power Authority | Gowanus 6 | J | 24157 | Brooklyn | Kings | NY | 2001-08-01 | 47 | 46.1 | 39.9 | 39.9 |  | Combustion Turbine | Natural Gas |  |  | 55.4 |  | 13.4557 | 24542.2 | 0.024542
R1446 | New York Power Authority | Harlem River 1 | J | 24160 | Bronx | Bronx | NY | 2001-08-01 | 47 | 46 | 39.9 | 39.9 |  | Combustion Turbine | Natural Gas |  |  | 22.8 |  | 5.5377 | 10100.4 | 0.0101
R1447 | New York Power Authority | Harlem River 2 | J | 24161 | Bronx | Bronx | NY | 2001-08-01 | 47 | 45.2 | 40 | 40 |  | Combustion Turbine | Natural Gas |  |  | 23.4 |  | 5.6835 | 10366.2 | 0.010366
R1448 | New York Power Authority | Hellgate 1 | J | 24158 | Bronx | Bronx | NY | 2001-08-01 | 47 | 45 | 39.9 | 39.9 |  | Combustion Turbine | Natural Gas |  |  | 21.7 |  | 5.2706 | 9613.1 | 0.0096131
R1449 | New York Power Authority | Hellgate 2 | J | 24159 | Bronx | Bronx | NY | 2001-08-01 | 47 | 45 | 40 | 40 |  | Combustion Turbine | Natural Gas |  |  | 20.2 |  | 4.9062 | 8948.6 | 0.0089486
R1452 | New York Power Authority | Kent | J | 24152 | Brooklyn | Kings | NY | 2001-08-01 | 47 | 46.9 | 46 | 45 |  | Combustion Turbine | Natural Gas |  |  | 47 |  | 11.4155 | 20821 | 0.020821
R1456 | New York Power Authority | Pouch | J | 24155 | Staten Island | Richmond | NY | 2001-08-01 | 47 | 47.1 | 46 | 46 |  | Combustion Turbine | Natural Gas |  |  | 66.5 |  | 16.1518 | 29459.5 | 0.029459
R1458 | New York Power Authority | Vernon Blvd 2 | J | 24162 | Queens | Queens | NY | 2001-08-01 | 47 | 46.2 | 40 | 40 |  | Combustion Turbine | Natural Gas |  |  | 28 |  | 6.8007 | 12404 | 0.012404
R1459 | New York Power Authority | Vernon Blvd 3 | J | 24163 | Queens | Queens | NY | 2001-08-01 | 47 | 43.8 | 39.9 | 39.9 |  | Combustion Turbine | Natural Gas |  |  | 23.7 |  | 5.7563 | 10499.1 | 0.010499
R1619 | NRG Power Marketing LLC | Arthur Kill GT 1 | J | 23520 | Staten Island | Richmond | NY | 1970-06-01 | 20 | 16.5 | 12 | 15 |  | Combustion Turbine | Natural Gas |  |  | 0.4 |  | 0.22831 | 177.2 | 0.0001772
R1620 | NRG Power Marketing LLC | Arthur Kill ST 2 | J | 23512 | Staten Island | Richmond | NY | 1959-08-01 | 376.2 | 357.7 | 331 | 337.2 |  | Steam Turbine (Fossil) | Natural Gas |  |  | 640 |  | 19.4204 | 283520 | 0.28352
R1621 | NRG Power Marketing LLC | Arthur Kill ST 3 | J | 23513 | Staten Island | Richmond | NY | 1969-06-01 | 535.5 | 518 | 512.6 | 517.8 |  | Steam Turbine (Fossil) | Natural Gas |  |  | 455.5 |  | 9.7101 | 201786.5 | 0.20179
R1622 | NRG Power Marketing LLC | Astoria GT 05 (IIFO - 1/1/2016) | J | 24106 | Queens | Queens | NY | 1970-06-01 | 19.2 | 16 | 0 | 0 |  | Combustion Turbine | No. 2 Fuel Oil | Kerosene |  |  | ( I )
R1623 | NRG Power Marketing LLC | Astoria GT 07 (IIFO - 1/1/2016) | J | 24107 | Queens | Queens | NY | 1970-06-01 | 19.2 | 15.5 | 0 | 0 |  | Combustion Turbine | No. 2 Fuel Oil | Kerosene |  |  | ( I )
R1624 | NRG Power Marketing LLC | Astoria GT 12 (IIFO - 1/1/2016) | J | 24226 | Queens | Queens | NY | 1971-05-01 | 31.8 | 22.7 | 0 | 0 |  | Combustion Turbine | No. 2 Fuel Oil | Kerosene |  |  | ( I )
R1625 | NRG Power Marketing LLC | Astoria GT 13 (IIFO - 1/1/2016) | J | 24227 | Queens | Queens | NY | 1971-05-01 | 31.8 | 24 | 0 | 0 |  | Combustion Turbine | No. 2 Fuel Oil | Kerosene |  |  | ( I )
R1626 | NRG Power Marketing LLC | Astoria GT 2-1 | J | 24094 | Queens | Queens | NY | 1970-06-01 | 46.5 | 41.2 | 36.4 | 44 | YES | Jet Engine | Kerosene | Natural Gas |  | 3.8 |  | 0.93288 | 988 | 0.000988
R1627 | NRG Power Marketing LLC | Astoria GT 2-2 | J | 24095 | Queens | Queens | NY | 1970-06-01 | 46.5 | 42.4 | 33.2 | 43.1 | YES | Jet Engine | Kerosene | Natural Gas |  | 4.9 |  | 1.2029 | 1274 | 0.001274
R1628 | NRG Power Marketing LLC | Astoria GT 2-3 | J | 24096 | Queens | Queens | NY | 1970-06-01 | 46.5 | 41.2 | 35.9 | 45 | YES | Jet Engine | Kerosene | Natural Gas |  | 2.4 |  | 0.58919 | 624 | 0.000624
R1629 | NRG Power Marketing LLC | Astoria GT 2-4 | J | 24097 | Queens | Queens | NY | 1970-06-01 | 46.5 | 41 | 34.7 | 45 | YES | Jet Engine | Kerosene | Natural Gas |  | 3.6 |  | 0.88378 | 936 | 0.000936
R1630 | NRG Power Marketing LLC | Astoria GT 3-1 | J | 24098 | Queens | Queens | NY | 1970-06-01 | 46.5 | 41.2 | 33.7 | 43.6 | YES | Jet Engine | Kerosene | Natural Gas |  | 5.9 |  | 1.4484 | 1534 | 0.001534
R1631 | NRG Power Marketing LLC | Astoria GT 3-2 | J | 24099 | Queens | Queens | NY | 1970-06-01 | 46.5 | 43.5 | 35.2 | 45 | YES | Jet Engine | Kerosene | Natural Gas |  | 4.6 |  | 1.1293 | 1196 | 0.001196
R1632 | NRG Power Marketing LLC | Astoria GT 3-3 | J | 24100 | Queens | Queens | NY | 1970-06-01 | 46.5 | 43 | 33.6 | 43.8 | YES | Jet Engine | Kerosene | Natural Gas |  | 2.8 |  | 0.68739 | 728 | 0.000728
R1633 | NRG Power Marketing LLC | Astoria GT 3-4 | J | 24101 | Queens | Queens | NY | 1970-06-01 | 46.5 | 43 | 36.5 | 45 | YES | Jet Engine | Kerosene | Natural Gas |  | 2.6 |  | 0.63829 | 676 | 0.000676
R1634 | NRG Power Marketing LLC | Astoria GT 4-1 | J | 24102 | Queens | Queens | NY | 1970-07-01 | 46.5 | 42.6 | 34 | 43.9 | YES | Jet Engine | Kerosene | Natural Gas |  | 4.2 |  | 1.0311 | 1092 | 0.001092
R1635 | NRG Power Marketing LLC | Astoria GT 4-2 | J | 24103 | Queens | Queens | NY | 1970-07-01 | 46.5 | 41.4 | 34.1 | 43.4 | YES | Jet Engine | Kerosene | Natural Gas |  | 4.5 |  | 1.1047 | 1170 | 0.00117
R1636 | NRG Power Marketing LLC | Astoria GT 4-3 | J | 24104 | Queens | Queens | NY | 1970-07-01 | 46.5 | 41.1 | 34 | 43.1 | YES | Jet Engine | Kerosene | Natural Gas |  | 5.1 |  | 1.252 | 1326 | 0.001326
R1637 | NRG Power Marketing LLC | Astoria GT 4-4 | J | 24105 | Queens | Queens | NY | 1970-07-01 | 46.5 | 42.8 | 32.5 | 42 | YES | Jet Engine | Kerosene | Natural Gas |  | 3.6 |  | 0.88378 | 936 | 0.000936
R1689 | TC Ravenswood, LLC | Ravenswood 01 | J | 23729 | Queens | Queens | NY | 1967-07-01 | 18.6 | 8.8 | 8.8 | 10.8 |  | Combustion Turbine | Natural Gas |  |  | 0.3 |  | 0.18412 | 132.9 | 0.0001329
R1690 | TC Ravenswood, LLC | Ravenswood 09 | J | 24257 | Queens | Queens | NY | 1970-07-01 | 25 | 21.7 | 16.3 | 21.9 | YES | Jet Engine | Kerosene | Natural Gas |  | 2.1 |  | 0.9589 | 546 | 0.000546
R1691 | TC Ravenswood, LLC | Ravenswood 10 | J | 24258 | Queens | Queens | NY | 1970-08-01 | 25 | 21.2 | 17.9 | 22.7 | YES | Jet Engine | Kerosene | Natural Gas |  | 2.4 |  | 1.0959 | 624 | 0.000624
R1692 | TC Ravenswood, LLC | Ravenswood 11 | J | 24259 | Queens | Queens | NY | 1970-08-01 | 25 | 20.2 | 16.8 | 22.2 | YES | Jet Engine | Kerosene | Natural Gas |  | 2 |  | 0.91324 | 520 | 0.00052
R1693 | TC Ravenswood, LLC | Ravenswood 2-1 | J | 24244 | Queens | Queens | NY | 1970-12-01 | 42.9 | 40.4 | 31.4 | 39.2 | YES | Jet Engine | Natural Gas | Kerosene |  | 1.8 |  | 0.47897 | 797.4 | 0.0007974
R1694 | TC Ravenswood, LLC | Ravenswood 2-2 | J | 24245 | Queens | Queens | NY | 1970-12-01 | 42.9 | 37.6 | 29.9 | 40.4 | YES | Jet Engine | Natural Gas | Kerosene |  | 1.9 |  | 0.50558 | 841.7 | 0.0008417
R1695 | TC Ravenswood, LLC | Ravenswood 2-3 | J | 24246 | Queens | Queens | NY | 1970-12-01 | 42.9 | 39.2 | 28.9 | 36 | YES | Jet Engine | Natural Gas | Kerosene |  | 2.6 |  | 0.69185 | 1151.8 | 0.0011518
R1696 | TC Ravenswood, LLC | Ravenswood 2-4 | J | 24247 | Queens | Queens | NY | 1970-12-01 | 42.9 | 39.8 | 30.7 | 41.5 | YES | Jet Engine | Natural Gas | Kerosene |  | 1.6 |  | 0.42575 | 708.8 | 0.0007088
R1697 | TC Ravenswood, LLC | Ravenswood 3-1 | J | 24248 | Queens | Queens | NY | 1970-08-01 | 42.9 | 40.5 | 31.9 | 43.1 | YES | Jet Engine | Natural Gas | Kerosene |  | 1.4 |  | 0.37253 | 620.2 | 0.0006202
R1698 | TC Ravenswood, LLC | Ravenswood 3-2 | J | 24249 | Queens | Queens | NY | 1970-08-01 | 42.9 | 38.1 | 29.4 | 41 | YES | Jet Engine | Natural Gas | Kerosene |  | 0.9 |  | 0.23949 | 398.7 | 0.0003987
R1699 | TC Ravenswood, LLC | Ravenswood 3-4 | J | 24251 | Queens | Queens | NY | 1970-08-01 | 42.9 | 35.8 | 31.2 | 38.5 | YES | Jet Engine | Natural Gas | Kerosene |  | 2.7 |  | 0.71846 | 1196.1 | 0.0011961
R1700 | TC Ravenswood, LLC | Ravenswood CC 04 | J | 23820 | Queens | Queens | NY | 2004-05-01 | 250 | 231.2 | 219.6 | 271.6 | YES | Combined Cycle | Natural Gas | No. 2 Fuel Oil |  | 1716.9 |  | 78.3973 | 760586.7 | 0.76059
R1701 | TC Ravenswood, LLC | Ravenswood ST 01 | J | 23533 | Queens | Queens | NY | 1963-02-01 | 400 | 365.1 | 366 | 371.5 | YES | Steam Turbine (Fossil) | No. 6 Fuel Oil | Natural Gas |  | 948 |  | 27.0548 | 704364 | 0.70436
R1702 | TC Ravenswood, LLC | Ravenswood ST 02 | J | 23534 | Queens | Queens | NY | 1963-05-01 | 400 | 391.6 | 367.2 | 376 | YES | Steam Turbine (Fossil) | No. 6 Fuel Oil | Natural Gas |  | 893.5 |  | 25.4994 | 663870.5 | 0.66387
R1703 | TC Ravenswood, LLC | Ravenswood ST 03 | J | 23535 | Queens | Queens | NY | 1965-06-01 | 1027 | 986.8 | 972.5 | 973 | YES | Steam Turbine (Fossil) | No. 6 Fuel Oil | Natural Gas |  | 1833.1 |  | 20.3757 | 1361993.3 | 1.362
Totals | [8 empty] | 9632 | [8 empty] | 22511.3 |  |  | 11298739 | 11.2987

## Zone K
Line No. | Billing Org | Station Unit | Zone | PTID | Town | Cnty | St | MM-DD-YYYY | Nameplate MW | CRIS SUM MW | CAPABILITY SUM MW | CAPABILITY WIN MW | DUAL | Unit Type | Fuel Type 1 | Fuel Type 2 | Fuel Type 3 | 2016 GWh | Notes | Capacity % | CO2 Emissions MTCO2 | CO2 Emissions MMTCO2
R1074 | Calpine Energy Services LP | Bethpage | K | 23823 | Hicksville | Nassau | NY | 1989-09-01 | 83.6 | 54.9 | 52.8 | 62.5 |  | Combined Cycle | Natural Gas |  |  | 299.6 |  | 40.9102 | 132722.8 | 0.13272
R1075 | Calpine Energy Services LP | Bethpage GT4 | K | 323586 | Hicksville | Nassau | NY | 2002-07-01 | 60 | 48.2 | 45.1 | 51 |  | Combustion Turbine | Natural Gas |  |  | 203 |  | 38.6225 | 89929 | 0.089929
R1321 | Freeport Electric | Freeport 1-2 | K | 1660 | Freeport | Nassau | NY | 1949-08-01 | 2.9 | 2 | 2.1 | 2.8 |  | Internal Combustion | No. 2 Fuel Oil
R1322 | Freeport Electric | Freeport 1-3 | K | 1660 | Freeport | Nassau | NY | 1954-08-01 | 3.1 | 2.1 | 2.3 | 3 |  | Internal Combustion | No. 2 Fuel Oil
R1323 | Freeport Electric | Freeport 1-4 | K | 1660 | Freeport | Nassau | NY | 1964-10-01 | 5.1 | 4.4 | 3.8 | 4.8 |  | Internal Combustion | No. 2 Fuel Oil |  |  | 0.1 |  | 0.22383 | 74.3 | 7.43e-05
R1324 | Freeport Electric | Freeport 2-3 | K | 1660 | Freeport | Nassau | NY | 1973-05-01 | 18.1 | 18.1 | 13.3 | 17.2 |  | Combustion Turbine | Kerosene |  |  | 0.2 |  | 0.12614 | 52 | 5.2e-05
R1325 | Freeport Electric | Freeport CT 2 | K | 23818 | Freeport | Nassau | NY | 2004-03-01 | 60.5 | 50.3 | 48 | 50.4 |  | Combustion Turbine | Natural Gas | Kerosene |  | 45.8 |  | 8.6418 | 20289.4 | 0.020289
R1326 | GDF Suez Energy Marketing NA, Inc. | Nassau Energy Corporation | K | 323695 | Garden City | Nassau | NY | 1991-03-01 | 55 | 51.6 | 48.2 | 57.5 | YES | Combined Cycle | Natural Gas | No. 2 Fuel Oil |  | 365.2 |  | 75.7991 | 161783.6 | 0.16178
R1348 | Long Island Power Authority | Babylon (RR) | K | 323704 | Babylon | Suffolk | NY | 1989-04-01 | 17 | 15.5 | 14.5 | 14.7 |  | Steam Turbine (Fossil) | Refuse |  |  | 116.4 |  | 78.1628 | 2677.2 | 0.0026772
R1349 | Long Island Power Authority | Barrett 03 | K | 23706 | Island Park | Nassau | NY | 1970-06-01 | 18 | 17.9 | 16.3 | 18.9 | YES | Combustion Turbine | Natural Gas | No. 2 Fuel Oil |  | 4.1 |  | 2.6002 | 1816.3 | 0.0018163
R1350 | Long Island Power Authority | Barrett 04 | K | 23707 | Island Park | Nassau | NY | 1970-07-01 | 18 | 17.7 | 16.8 | 20.9 | YES | Combustion Turbine | Natural Gas | No. 2 Fuel Oil |  | 9.4 |  | 5.9614 | 4164.2 | 0.0041642
R1351 | Long Island Power Authority | Barrett 05 | K | 23708 | Island Park | Nassau | NY | 1970-07-01 | 18 | 17.8 | 16.9 | 19.2 | YES | Combustion Turbine | Natural Gas | No. 2 Fuel Oil |  | 3.8 |  | 2.4099 | 1683.4 | 0.0016834
R1352 | Long Island Power Authority | Barrett 06 | K | 23709 | Island Park | Nassau | NY | 1970-07-01 | 18 | 17.8 | 17.5 | 20.7 | YES | Combustion Turbine | Natural Gas | No. 2 Fuel Oil |  | 7.6 |  | 4.8199 | 3366.8 | 0.0033668
R1353 | Long Island Power Authority | Barrett 08 | K | 23711 | Island Park | Nassau | NY | 1970-07-01 | 18 | 17.3 | 16.3 | 19 | YES | Combustion Turbine | Natural Gas | No. 2 Fuel Oil |  | 3.8 |  | 2.4099 | 1683.4 | 0.0016834
R1354 | Long Island Power Authority | Barrett 09 | K | 23700 | Island Park | Nassau | NY | 1971-06-01 | 41.8 | 43.4 | 41.4 | 49.9 | YES | Jet Engine | Natural Gas | No. 2 Fuel Oil |  | 23.5 |  | 6.4178 | 10410.5 | 0.01041
R1355 | Long Island Power Authority | Barrett 10 | K | 23701 | Island Park | Nassau | NY | 1971-06-01 | 41.8 | 42.7 | 40.1 | 50.9 | YES | Jet Engine | Natural Gas | No. 2 Fuel Oil |  | 20.7 |  | 5.6531 | 9170.1 | 0.0091701
R1356 | Long Island Power Authority | Barrett 11 | K | 23702 | Island Park | Nassau | NY | 1971-06-01 | 41.8 | 43.3 | 41.3 | 49.5 | YES | Jet Engine | Natural Gas | No. 2 Fuel Oil |  | 27 |  | 7.3737 | 11961 | 0.011961
R1357 | Long Island Power Authority | Barrett 12 | K | 23703 | Island Park | Nassau | NY | 1971-06-01 | 41.8 | 44 | 41.2 | 52.2 | YES | Jet Engine | Natural Gas | No. 2 Fuel Oil |  | 29.6 |  | 8.0837 | 13112.8 | 0.013113
R1358 | Long Island Power Authority | Barrett GT 01 | K | 23704 | Island Park | Nassau | NY | 1970-06-01 | 18 | 18.1 | 16.6 | 21 | YES | Combustion Turbine | Natural Gas | No. 2 Fuel Oil |  | 7.2 |  | 4.5662 | 3189.6 | 0.0031896
R1359 | Long Island Power Authority | Barrett GT 02 | K | 23705 | Island Park | Nassau | NY | 1970-06-01 | 18 | 17.4 | 16.8 | 20.6 | YES | Combustion Turbine | Natural Gas | No. 2 Fuel Oil |  | 6.6 |  | 4.1857 | 2923.8 | 0.0029238
R1360 | Long Island Power Authority | Barrett ST 01 | K | 23545 | Island Park | Nassau | NY | 1956-11-01 | 188 | 200.2 | 194 | 197.5 | YES | Steam Turbine (Fossil) | Natural Gas | No. 6 Fuel Oil |  | 864.4 |  | 52.4871 | 382929.2 | 0.38293
R1361 | Long Island Power Authority | Barrett ST 02 | K | 23546 | Island Park | Nassau | NY | 1963-10-01 | 188 | 197.5 | 194.2 | 193.2 | YES | Steam Turbine (Fossil) | Natural Gas | No. 6 Fuel Oil |  | 607.6 |  | 36.894 | 269166.8 | 0.26917
R1362 | Long Island Power Authority | Bethpage 3 | K | 323564 | Hicksville | Nassau | NY | 2005-05-01 | 96 | 79.9 | 77.8 | 77.1 |  | Combined Cycle | Natural Gas |  |  | 284.5 |  | 33.8304 | 126033.5 | 0.12603
R1363 | Long Island Power Authority | Caithness_CC_1 | K | 323624 | Brookhaven | Suffolk | NY | 2009-08-01 | 375 | 315.6 | 309.6 | 362.7 | YES | Combined Cycle | Natural Gas | No. 2 Fuel Oil |  | 2531.8 |  | 77.0715 | 1121587.4 | 1.1216
R1364 | Long Island Power Authority | East Hampton 2 | K | 23722 | E Hampton | Suffolk | NY | 1962-12-01 | 2 | 2 | 2 | 2 |  | Internal Combustion | No. 2 Fuel Oil |  |  | 0.6 |  | 3.4247 | 445.8 | 0.0004458
R1365 | Long Island Power Authority | East Hampton 3 | K | 23722 | E Hampton | Suffolk | NY | 1962-12-01 | 2 | 2 | 2 | 2 |  | Internal Combustion | No. 2 Fuel Oil |  |  | 0.7 |  | 3.9954 | 520.1 | 0.0005201
R1366 | Long Island Power Authority | East Hampton 4 | K | 23722 | E Hampton | Suffolk | NY | 1962-12-01 | 2 | 2 | 2 | 2 |  | Internal Combustion | No. 2 Fuel Oil |  |  | 0.7 |  | 3.9954 | 520.1 | 0.0005201
R1367 | Long Island Power Authority | East Hampton GT 01 | K | 23717 | E Hampton | Suffolk | NY | 1970-12-01 | 21.3 | 19.2 | 19.3 | 24.7 |  | Jet Engine | No. 2 Fuel Oil |  |  | 10.4 |  | 5.5738 | 7727.2 | 0.0077272
R1368 | Long Island Power Authority | Far Rockaway GT1 | K | 24212 | Far Rockaway | Queens | NY | 2002-07-01 | 60.5 | 53.5 | 53.9 | 58.9 |  | Jet Engine | Natural Gas |  |  | 211.9 |  | 39.9826 | 93871.7 | 0.093872
R1369 | Long Island Power Authority | Far Rockaway GT2 | K | 23815 | Jamaica Bay | Queens | NY | 2003-07-02 | 60.5 | 55.4 | 54.1 | 53.9 |  | Jet Engine | Kerosene |  |  | 10 |  | 1.8869 | 2600 | 0.0026
R1370 | Long Island Power Authority | Freeport CT 1 | K | 23764 | Freeport | Nassau | NY | 2004-06-01 | 60 | 48.3 | 47.5 | 49 | YES | Combustion Turbine | Natural Gas | No. 2 Fuel Oil |  | 117.2 |  | 22.2983 | 51919.6 | 0.05192
R1371 | Long Island Power Authority | Glenwood GT 01 | K | 23712 | Glenwood | Nassau | NY | 1967-04-01 | 16 | 14.6 | 10.2 | 15.8 |  | Combustion Turbine | No. 2 Fuel Oil
R1372 | Long Island Power Authority | Glenwood GT 02 | K | 23688 | Glenwood | Nassau | NY | 1972-06-01 | 55 | 52.7 | 51.2 | 62.4 |  | Combustion Turbine | No. 2 Fuel Oil |  |  | 1.8 |  | 0.3736 | 1337.4 | 0.0013374
R1373 | Long Island Power Authority | Glenwood GT 03 | K | 23689 | Glenwood | Nassau | NY | 1972-06-01 | 55 | 52.7 | 55.1 | 61 |  | Combustion Turbine | No. 2 Fuel Oil |  |  | 1.3 |  | 0.26982 | 965.9 | 0.0009659
R1374 | Long Island Power Authority | Glenwood GT 04 | K | 24219 | Glenwood | Nassau | NY | 2002-06-01 | 53 | 40.3 | 40.4 | 46 | YES | Combustion Turbine | Natural Gas | No. 2 Fuel Oil |  | 95.6 |  | 20.591 | 42350.8 | 0.042351
R1375 | Long Island Power Authority | Glenwood GT 05 | K | 24220 | Glenwood | Nassau | NY | 2002-06-01 | 53 | 40 | 40.3 | 45.5 | YES | Combustion Turbine | Natural Gas | No. 2 Fuel Oil |  | 94.3 |  | 20.311 | 41774.9 | 0.041775
R1376 | Long Island Power Authority | Greenport GT1 | K | 23814 | Greenport | Suffolk | NY | 2003-07-02 | 54 | 51.9 | 52.8 | 55.5 |  | Jet Engine | No. 2 Fuel Oil |  |  | 12.6 |  | 2.6636 | 9361.8 | 0.0093618
R1377 | Long Island Power Authority | Hempstead (RR) | K | 23647 | Hempstead | Nassau | NY | 1989-10-01 | 78.6 | 73.7 | 73.9 | 73.4 |  | Steam Turbine (Fossil) | Refuse |  |  | 573 |  | 83.22 | 13179 | 0.013179
R1378 | Long Island Power Authority | Holtsville 01 | K | 23690 | Holtsville | Suffolk | NY | 1974-07-01 | 56.7 | 55.1 | 57.6 | 65.1 |  | Jet Engine | No. 2 Fuel Oil |  |  | 2.4 |  | 0.4832 | 1783.2 | 0.0017832
R1379 | Long Island Power Authority | Holtsville 02 | K | 23691 | Holtsville | Suffolk | NY | 1974-07-01 | 56.7 | 55.3 | 54.8 | 64.3 |  | Jet Engine | No. 2 Fuel Oil |  |  | 1.7 |  | 0.34226 | 1263.1 | 0.0012631
R1380 | Long Island Power Authority | Holtsville 03 | K | 23692 | Holtsville | Suffolk | NY | 1974-07-01 | 56.7 | 52.1 | 53 | 62.3 |  | Jet Engine | No. 2 Fuel Oil |  |  | 3.5 |  | 0.70466 | 2600.5 | 0.0026005
R1381 | Long Island Power Authority | Holtsville 04 | K | 23693 | Holtsville | Suffolk | NY | 1974-07-01 | 56.7 | 52.7 | 51.9 | 62.5 |  | Jet Engine | No. 2 Fuel Oil |  |  | 3.9 |  | 0.78519 | 2897.7 | 0.0028977
R1382 | Long Island Power Authority | Holtsville 05 | K | 23694 | Holtsville | Suffolk | NY | 1974-07-01 | 56.7 | 53.3 | 54.8 | 67 |  | Jet Engine | No. 2 Fuel Oil |  |  | 1.9 |  | 0.38253 | 1411.7 | 0.0014117
R1383 | Long Island Power Authority | Holtsville 06 | K | 23695 | Holtsville | Suffolk | NY | 1975-07-01 | 56.7 | 53 | 49.5 | 67.3 |  | Jet Engine | No. 2 Fuel Oil |  |  | 6.7 |  | 1.3489 | 4978.1 | 0.0049781
R1384 | Long Island Power Authority | Holtsville 07 | K | 23696 | Holtsville | Suffolk | NY | 1975-07-01 | 56.7 | 55.1 | 52.2 | 65.4 |  | Jet Engine | No. 2 Fuel Oil |  |  | 3 |  | 0.604 | 2229 | 0.002229
R1385 | Long Island Power Authority | Holtsville 08 | K | 23697 | Holtsville | Suffolk | NY | 1975-07-01 | 56.7 | 57.4 | 56.1 | 68.7 |  | Jet Engine | No. 2 Fuel Oil |  |  | 4.1 |  | 0.82546 | 3046.3 | 0.0030463
R1386 | Long Island Power Authority | Holtsville 09 | K | 23698 | Holtsville | Suffolk | NY | 1975-07-01 | 56.7 | 57.5 | 56.3 | 68.4 |  | Jet Engine | No. 2 Fuel Oil |  |  | 2.8 |  | 0.56373 | 2080.4 | 0.0020804
R1387 | Long Island Power Authority | Holtsville 10 | K | 23699 | Holtsville | Suffolk | NY | 1975-07-01 | 56.7 | 55.1 | 54.1 | 66.1 |  | Jet Engine | No. 2 Fuel Oil |  |  | 6.2 |  | 1.2483 | 4606.6 | 0.0046066
R1388 | Long Island Power Authority | Huntington (RR) | K | 323705 | Huntington | Suffolk | NY | 1991-12-01 | 28 | 24.7 | 24.1 | 24.3 |  | Steam Turbine (Fossil) | Refuse |  |  | 194.6 |  | 79.3379 | 4475.8 | 0.0044758
R1389 | Long Island Power Authority | Islip (RR) | K | 323679 | Ronkonkoma | Suffolk | NY | 1990-03-01 | 12.5 | 11.2 | 8.8 | 9.3 |  | Steam Turbine (Fossil) | Refuse |  |  | 57.4 |  | 52.4201 | 1320.2 | 0.0013202
R1390 | Long Island Power Authority | Long Island Solar Farm | K | 323691 | Upton | Suffolk | NY | 2011-11-01 | 31.5 | 31.5 | 31.5 | 31.5 |  | Photovoltaic | Sunlight |  |  | 53.7 |  | 19.4608 | 1718.4 | 0.0017184
R1391 | Long Island Power Authority | Northport 1 | K | 23551 | Northport | Suffolk | NY | 1967-07-01 | 387 | 395 | 397.7 | 398.5 | YES | Steam Turbine (Fossil) | Natural Gas | No. 6 Fuel Oil |  | 420.2 |  | 12.3948 | 186148.6 | 0.18615
R1392 | Long Island Power Authority | Northport 2 | K | 23552 | Northport | Suffolk | NY | 1968-06-01 | 387 | 396 | 399.7 | 399.2 | YES | Steam Turbine (Fossil) | Natural Gas | No. 6 Fuel Oil |  | 693.6 |  | 20.4595 | 307264.8 | 0.30726
R1393 | Long Island Power Authority | Northport 3 | K | 23553 | Northport | Suffolk | NY | 1972-07-01 | 387 | 399.2 | 390.2 | 390.2 | YES | Steam Turbine (Fossil) | Natural Gas | No. 6 Fuel Oil |  | 531.9 |  | 15.6897 | 235631.7 | 0.23563
R1394 | Long Island Power Authority | Northport 4 | K | 23650 | Northport | Suffolk | NY | 1977-12-01 | 387 | 399.2 | 384.7 | 385.7 | YES | Steam Turbine (Fossil) | Natural Gas | No. 6 Fuel Oil |  | 856.6 |  | 25.2675 | 379473.8 | 0.37947
R1395 | Long Island Power Authority | Northport GT | K | 23718 | Northport | Suffolk | NY | 1967-03-01 | 16 | 13.8 | 12.3 | 15.6 |  | Combustion Turbine | No. 2 Fuel Oil |  |  | 0.1 |  | 0.071347 | 74.3 | 7.43e-05
R1396 | Long Island Power Authority | Oceanside (LF) | K | 5008 | Oceanside | Nassau | NY | 1991-02-01 | 2.1 | 1.1 | 0 | 0 |  | Internal Combustion | Bio Gas
R1397 | Long Island Power Authority | Oyster Bay (LF) | K | 5009 | Bethpage | Nassau | NY | 1986-07-01 | 1.3 | 0 | 0 | 0 |  | Internal Combustion | Bio Gas
R1398 | Long Island Power Authority | Pilgrim GT1 | K | 24216 | Brentwood | Suffolk | NY | 2002-08-01 | 50 | 45.6 | 45.2 | 46.3 |  | Combustion Turbine | Natural Gas |  |  | 53.2 |  | 12.1461 | 23567.6 | 0.023568
R1399 | Long Island Power Authority | Pilgrim GT2 | K | 24217 | Brentwood | Suffolk | NY | 2002-08-01 | 50 | 46.2 | 44.8 | 46.6 |  | Combustion Turbine | Natural Gas |  |  | 52.2 |  | 11.9178 | 23124.6 | 0.023125
R1400 | Long Island Power Authority | Pinelawn Power 1 | K | 323563 | Babylon | Suffolk | NY | 2005-06-01 | 82 | 78 | 75.9 | 76.9 | YES | Combined Cycle | Natural Gas | Kerosene |  | 155.6 |  | 21.6617 | 68930.8 | 0.068931
R1401 | Long Island Power Authority | Port Jefferson 3 | K | 23555 | Port Jefferson | Suffolk | NY | 1958-11-01 | 188 | 194.5 | 188.7 | 197 | YES | Steam Turbine (Fossil) | No. 6 Fuel Oil | Natural Gas |  | 208.6 |  | 12.6664 | 154989.8 | 0.15499
R1402 | Long Island Power Authority | Port Jefferson 4 | K | 23616 | Port Jefferson | Suffolk | NY | 1960-11-01 | 188 | 198.7 | 198.7 | 199.5 | YES | Steam Turbine (Fossil) | No. 6 Fuel Oil | Natural Gas |  | 148.8 |  | 9.0353 | 110558.4 | 0.11056
R1403 | Long Island Power Authority | Port Jefferson GT 01 | K | 23713 | Port Jefferson | Suffolk | NY | 1966-12-01 | 16 | 14.1 | 12.4 | 15.2 |  | Combustion Turbine | No. 2 Fuel Oil |  |  | 0.2 |  | 0.14269 | 148.6 | 0.0001486
R1404 | Long Island Power Authority | Port Jefferson GT 02 | K | 24210 | Port Jefferson | Suffolk | NY | 2002-07-01 | 53 | 42 | 41 | 46.5 | YES | Combustion Turbine | Natural Gas | No. 2 Fuel Oil |  | 41.2 |  | 8.874 | 18251.6 | 0.018252
R1405 | Long Island Power Authority | Port Jefferson GT 03 | K | 24211 | Port Jefferson | Suffolk | NY | 2002-07-01 | 53 | 41.1 | 41 | 46.2 | YES | Combustion Turbine | Natural Gas | No. 2 Fuel Oil |  | 38.9 |  | 8.3786 | 17232.7 | 0.017233
R1406 | Long Island Power Authority | S Hampton 1 | K | 23720 | South Hampton | Suffolk | NY | 1963-03-01 | 11.5 | 10.3 | 8.5 | 11.5 |  | Combustion Turbine | No. 2 Fuel Oil |  |  | 1.6 |  | 1.5882 | 1188.8 | 0.0011888
R1407 | Long Island Power Authority | Shoreham 1 | K | 23715 | Shoreham | Suffolk | NY | 1971-07-01 | 52.9 | 48.9 | 50 | 65 |  | Combustion Turbine | No. 2 Fuel Oil |  |  | 3.8 |  | 0.82002 | 2823.4 | 0.0028234
R1408 | Long Island Power Authority | Shoreham 2 | K | 23716 | Shoreham | Suffolk | NY | 1984-04-01 | 18.6 | 18.5 | 14.8 | 21.1 |  | Jet Engine | No. 2 Fuel Oil |  |  | 1.4 |  | 0.85923 | 1040.2 | 0.0010402
R1409 | Long Island Power Authority | Shoreham GT3 | K | 24213 | Shoreham | Suffolk | NY | 2002-08-01 | 50 | 45.4 | 45.4 | 45.4 |  | Combustion Turbine | No. 2 Fuel Oil |  |  | 3.2 |  | 0.73059 | 2377.6 | 0.0023776
R1410 | Long Island Power Authority | Shoreham GT4 | K | 24214 | Shoreham | Suffolk | NY | 2002-08-01 | 50 | 43.9 | 44.6 | 45.7 |  | Combustion Turbine | No. 2 Fuel Oil |  |  | 3 |  | 0.68493 | 2229 | 0.002229
R1411 | Long Island Power Authority | Smithtown (LF) | K | 5010 | Smithtown | Suffolk | NY | 1985-12-01 | 1.1 | 0 | 0 | 0 |  | Internal Combustion | Bio Gas
R1412 | Long Island Power Authority | South Oaks Hosp | K | 5011 | Amityville | Suffolk | NY | 1990-06-01 | 1 | 0 | 0 | 0 |  | Internal Combustion | Natural Gas
R1413 | Long Island Power Authority | Southold 1 | K | 23719 | Southold | Suffolk | NY | 1964-08-01 | 14 | 12.3 | 10.1 | 13.5 |  | Combustion Turbine | No. 2 Fuel Oil |  |  | 0.7 |  | 0.57078 | 520.1 | 0.0005201
R1414 | Long Island Power Authority | Stony Brook | K | 24151 | Stony Brook | Suffolk | NY | 1995-04-01 | 47 | 9.6 | 16.7 | 19.7 | YES | Combustion Turbine | Natural Gas | No. 2 Fuel Oil |  | 285.1 |  | 69.2461 | 126299.3 | 0.1263
R1415 | Long Island Power Authority | Wading River 1 | K | 23522 | Shoreham | Suffolk | NY | 1989-08-01 | 79.5 | 81.2 | 79.3 | 102.8 |  | Combustion Turbine | No. 2 Fuel Oil |  |  | 5 |  | 0.71796 | 3715 | 0.003715
R1416 | Long Island Power Authority | Wading River 2 | K | 23547 | Shoreham | Suffolk | NY | 1989-08-01 | 79.5 | 81.3 | 80.1 | 104 |  | Combustion Turbine | No. 2 Fuel Oil |  |  | 9.9 |  | 1.4216 | 7355.7 | 0.0073557
R1417 | Long Island Power Authority | Wading River 3 | K | 23601 | Shoreham | Suffolk | NY | 1989-08-01 | 79.5 | 81.3 | 79.2 | 101.1 |  | Combustion Turbine | No. 2 Fuel Oil |  |  | 8 |  | 1.1487 | 5944 | 0.005944
R1418 | Long Island Power Authority | West Babylon 4 | K | 23714 | West Babylon | Suffolk | NY | 1971-08-01 | 52.4 | 49 | 50.1 | 65.9 |  | Combustion Turbine | No. 2 Fuel Oil |  |  | 4.2 |  | 0.91498 | 3120.6 | 0.0031206
R1419 | Long Island Power Authority | Yaphank (LF) | K | 5012 | Yaphank | Suffolk | NY | 1983-09-01 | 1.6 | 1.5 | 0 | 0 |  | Internal Combustion | Bio Gas
R1434 | New York Power Authority | Brentwood | K | 24164 | Brentwood | Suffolk | NY | 2001-08-01 | 47 | 47.1 | 45.5 | 46.1 |  | Combustion Turbine | Natural Gas |  |  | 53.3 |  | 12.9457 | 23611.9 | 0.023612
R1439 | New York Power Authority | Flynn | K | 23794 | Holtsville | Suffolk | NY | 1994-05-01 | 170 | 135.5 | 136.9 | 162.7 | YES | Combined Cycle | Natural Gas | No. 2 Fuel Oil |  | 1167.2 |  | 78.3777 | 517069.6 | 0.51707
R1443 | New York Power Authority | Greenport IC 4 | K | 1652 | Greenport | Suffolk | NY | 1957-06-06 | 1.2 | 1.7 | 0.9 | 1.1 |  | Internal Combustion | No. 2 Fuel Oil
R1444 | New York Power Authority | Greenport IC 5 | K | 1652 | Greenport | Suffolk | NY | 1965-07-08 | 1.8 | 1.7 | 1.4 | 1.6 |  | Internal Combustion | No. 2 Fuel Oil
R1445 | New York Power Authority | Greenport IC 6 | K | 1652 | Greenport | Suffolk | NY | 1971-09-17 | 3.8 | 2.7 | 3 | 2.6 |  | Internal Combustion | No. 2 Fuel Oil
R1660 | Rockville Centre, Village of | Charles P Keller 07 | K | 1661 | Rockville Centre | Nassau | NY | 1942-09-01 | 2 | 2 | 1.8 | 1.9 |  | Internal Combustion | No. 2 Fuel Oil
R1661 | Rockville Centre, Village of | Charles P Keller 08 | K | 1661 | Rockville Centre | Nassau | NY | 1950-09-01 | 2.4 | 2.8 | 2.1 | 2.3 |  | Internal Combustion | No. 2 Fuel Oil
R1662 | Rockville Centre, Village of | Charles P Keller 09 | K | 1661 | Rockville Centre | Nassau | NY | 1954-09-01 | 3.5 | 3.3 | 3.1 | 3.4 | YES | Internal Combustion | No. 2 Fuel Oil | Natural Gas |  | 0.1 |  | 0.32616 | 74.3 | 7.43e-05
R1663 | Rockville Centre, Village of | Charles P Keller 10 | K | 1661 | Rockville Centre | Nassau | NY | 1954-09-01 | 3.5 | 3.2 | 3.1 | 3.4 | YES | Internal Combustion | No. 2 Fuel Oil | Natural Gas |  | 0.2 |  | 0.65232 | 148.6 | 0.0001486
R1664 | Rockville Centre, Village of | Charles P Keller 11 | K | 1661 | Rockville Centre | Nassau | NY | 1962-09-01 | 5.2 | 5.2 | 4.6 | 5 | YES | Internal Combustion | No. 2 Fuel Oil | Natural Gas
R1665 | Rockville Centre, Village of | Charles P Keller 12 | K | 1661 | Rockville Centre | Nassau | NY | 1967-09-01 | 5.5 | 5.5 | 4.9 | 5.3 | YES | Internal Combustion | No. 2 Fuel Oil | Natural Gas
R1666 | Rockville Centre, Village of | Charles P Keller 13 | K | 1661 | Rockville Centre | Nassau | NY | 1974-09-01 | 5.5 | 5.6 | 4.9 | 5.3 | YES | Internal Combustion | No. 2 Fuel Oil | Natural Gas
R1667 | Rockville Centre, Village of | Charles P Keller 14 | K | 1661 | Rockville Centre | Nassau | NY | 1994-09-01 | 6.2 | 6.3 | 5.5 | 6 | YES | Internal Combustion | No. 2 Fuel Oil | Natural Gas |  | 1.5 |  | 2.7618 | 1114.5 | 0.0011145
Totals | [8 empty] | 5701 | [8 empty] | 11683.2 |  |  | 4895742.3 | 4.8957

## Nuclear
Line No. | Billing Org | Station Unit | Zone | PTID | Town | Cnty | St | MM-DD-YYYY | Nameplate MW | CRIS SUM MW | CAPABILITY SUM MW | CAPABILITY WIN MW | DUAL | Unit Type | Fuel Type 1 | Fuel Type 2 | Fuel Type 3 | 2016 GWh | Notes | Capacity % | CO2 Emissions MTCO2 | CO2 Emissions MMTCO2
R1138 | Entergy Nuclear Power Marketing LLC | Indian Point 2 | H | 23530 | Buchanan | Westchester | NY | 1973-08-01 | 1070 | 1026.5 | 1000.4 | 1028.2 |  | Steam (PWR Nuclear) | Uranium |  |  | 6049.8 |  | 64.5436 | 399286.8 | 0.39929
R1139 | Entergy Nuclear Power Marketing LLC | Indian Point 3 | H | 23531 | Buchanan | Westchester | NY | 1976-04-01 | 1080 | 1040.4 | 1041.3 | 1044.9 |  | Steam (PWR Nuclear) | Uranium |  |  | 9076.3 |  | 95.9359 | 599035.8 | 0.59904
R1140 | Entergy Nuclear Power Marketing LLC | James A. FitzPatrick | C | 23598 | Scriba | Oswego | NY | 1975-07-01 | 882 | 858.9 | 837.5 | 850.5 |  | Steam (BWR Nuclear) | Uranium |  |  | 5956 |  | 77.0872 | 393096 | 0.3931
R1609 | Nine Mile Point Nuclear Station, LLC | Nine Mile Point 1 | C | 23575 | Scriba | Oswego | NY | 1969-11-01 | 641.8 | 630.5 | 625.4 | 634.6 |  | Steam (BWR Nuclear) | Uranium |  |  | 5377.1 |  | 95.641 | 354888.6 | 0.35489
R1610 | Nine Mile Point Nuclear Station, LLC | Nine Mile Point 2 | C | 23744 | Scriba | Oswego | NY | 1988-08-01 | 1320 | 1246.6 | 1291.3 | 1298.7 |  | Steam (BWR Nuclear) | Uranium |  |  | 10115.7 |  | 87.4818 | 667636.2 | 0.66764
R1650 | R.E. Ginna Nuclear Power Plant, LLC | R. E. Ginna | B | 23603 | Ontario | Wayne | NY | 1970-07-01 | 614 | 582 | 579.4 | 580.6 |  | Steam (PWR Nuclear) | Uranium |  |  | 5062.6 |  | 94.1242 | 334131.6 | 0.33413
Totals | [8 empty] | 5607.8 | [8 empty] | 41637.5 |  |  | 2748075 | 2.7481

## Bio Gas
Line No. | Billing Org | Station Unit | Zone | PTID | Town | Cnty | St | MM-DD-YYYY | Nameplate MW | CRIS SUM MW | CAPABILITY SUM MW | CAPABILITY WIN MW | DUAL | Unit Type | Fuel Type 1 | Fuel Type 2 | Fuel Type 3 | 2016 GWh | Notes | Capacity % | CO2 Emissions MTCO2 | CO2 Emissions MMTCO2
R1112 | Consolidated Edison Energy, Inc. | Broome 2 LFGE | C | 323671 | Binghamton | Broome | NY | 2013-01-31 | 2.3 | 2 | 2 | 2 |  | Internal Combustion | Bio Gas |  |  | 19.8 |  | 98.2728 | 217.8 | 0.0002178
R1311 | Exelon Generation Company, LLC | Chaffee | A | 323603 | Chaffee | Erie | NY | 2007-08-09 | 6.4 | 6.4 | 6.4 | 6.4 |  | Internal Combustion | Bio Gas |  |  | 53.8 |  | 95.9618 | 591.8 | 0.0005918
R1312 | Exelon Generation Company, LLC | High Acres 1 | C | 23767 | Fairport | Wayne | NY | 1991-06-01 | 3.2 | 3.2 | 3.2 | 3.2 |  | Internal Combustion | Bio Gas |  |  | 26.9 |  | 95.9618 | 295.9 | 0.0002959
R1313 | Exelon Generation Company, LLC | High Acres 2 | C | 23767 | Fairport | Wayne | NY | 2008-02-28 | 6.4 | 6.4 | 6.4 | 6.4 |  | Internal Combustion | Bio Gas |  |  | 52.4 |  | 93.4646 | 576.4 | 0.0005764
R1314 | Exelon Generation Company, LLC | Madison County LF | E | 323628 | Wampsville | Madison | NY | 2010-03-01 | 1.6 | 1.6 | 1.6 | 1.6 |  | Internal Combustion | Bio Gas |  |  | 6.3 |  | 44.9486 | 69.3 | 6.93e-05
R1315 | Exelon Generation Company, LLC | Mill Seat | B | 323607 | Riga | Monroe | NY | 2007-07-20 | 6.4 | 6.4 | 6.4 | 6.4 |  | Internal Combustion | Bio Gas |  |  | 53.2 |  | 94.8916 | 585.2 | 0.0005852
R1316 | Exelon Generation Company, LLC | Monroe Livingston | B | 24207 | Scottsville | Monroe | NY | 1988-11-01 | 2.4 | 2.4 | 2.4 | 2.4 |  | Internal Combustion | Bio Gas |  |  | 7.3 |  | 34.7222 | 80.3 | 8.03e-05
R1317 | Exelon Generation Company, LLC | Oneida-Herkimer LFGE | E | 323681 | Boonville | Oneida | NY | 2012-04-01 | 3.2 | 3.2 | 3.2 | 3.2 |  | Internal Combustion | Bio Gas |  |  | 25.7 |  | 91.6809 | 282.7 | 0.0002827
R1318 | Exelon Generation Company, LLC | Synergy Biogas | B | 323694 | Wyoming | Wyoming | NY | 2012-09-01 | 2 | 2 | 0 | 0 |  | Internal Combustion | Bio Gas |  |  | 3.2 |  | 18.2648 | 35.2 | 3.52e-05
R1336 | Innovative Energy Systems, Inc. | Auburn LFG | C | 323710 | Auburn | Cayuga | NY | 2010-01-01 | 2.1 | 0 | 0 | 0 |  | Internal Combustion | Bio Gas |  |  | 3.6 | ( 1 ) | 19.5695 | 39.6 | 3.96e-05
R1337 | Innovative Energy Systems, Inc. | Chautauqua LFGE | A | 323629 | Jamestown | Chautauqua | NY | 2010-02-12 | 9.6 |  | 0 | 0 |  | Internal Combustion | Bio Gas |  |  | 44 |  | 52.3212 | 484 | 0.000484
R1338 | Innovative Energy Systems, Inc. | Clinton LFGE | D | 323618 | Morrisonville | Clinton | NY | 2008-10-01 | 6.4 | 6.4 | 6.4 | 6.4 |  | Internal Combustion | Bio Gas |  |  | 33.9 |  | 60.4666 | 372.9 | 0.0003729
R1339 | Innovative Energy Systems, Inc. | Colonie LFGTE | F | 323577 | Colonie | Albany | NY | 2006-03-01 | 6.4 | 6.4 | 6.4 | 6.4 |  | Internal Combustion | Bio Gas |  |  | 34.9 |  | 62.2503 | 383.9 | 0.0003839
R1340 | Innovative Energy Systems, Inc. | DANC LFGE | E | 323619 | Watertown | Jefferson | NY | 2008-09-08 | 6.4 | 6.4 | 6.4 | 6.4 |  | Internal Combustion | Bio Gas |  |  | 30 |  | 53.5103 | 330 | 0.00033
R1341 | Innovative Energy Systems, Inc. | Fulton LFGE | F | 323630 | Johnstown | Fulton | NY | 2010-06-04 | 3.2 | 0 | 0 | 0 |  | Internal Combustion | Bio Gas |  |  | 11.9 |  | 42.4515 | 130.9 | 0.0001309
R1342 | Innovative Energy Systems, Inc. | Hyland LFGE | B | 323620 | Angelica | Allegany | NY | 2008-09-08 | 4.8 | 4.8 | 4.8 | 4.8 |  | Internal Combustion | Bio Gas |  |  | 38 |  | 90.3729 | 418 | 0.000418
R1343 | Innovative Energy Systems, Inc. | Steuben County LF | C | 323667 | Bath | Steuben | NY | 2012-08-01 | 3.2 | 3.2 | 3.2 | 3.2 |  | Internal Combustion | Bio Gas |  |  | 15.7 |  | 56.0074 | 172.7 | 0.0001727
R1396 | Long Island Power Authority | Oceanside (LF) | K | 5008 | Oceanside | Nassau | NY | 1991-02-01 | 2.1 | 1.1 | 0 | 0 |  | Internal Combustion | Bio Gas
R1397 | Long Island Power Authority | Oyster Bay (LF) | K | 5009 | Bethpage | Nassau | NY | 1986-07-01 | 1.3 | 0 | 0 | 0 |  | Internal Combustion | Bio Gas
R1411 | Long Island Power Authority | Smithtown (LF) | K | 5010 | Smithtown | Suffolk | NY | 1985-12-01 | 1.1 | 0 | 0 | 0 |  | Internal Combustion | Bio Gas
R1419 | Long Island Power Authority | Yaphank (LF) | K | 5012 | Yaphank | Suffolk | NY | 1983-09-01 | 1.6 | 1.5 | 0 | 0 |  | Internal Combustion | Bio Gas
R1424 | Model City Energy LLC | Model City Energy | A | 24167 | Lewiston | Niagara | NY | 2001-06-01 | 5.6 | 5.6 | 5.6 | 5.6 |  | Internal Combustion | Bio Gas |  |  | 38.2 |  | 77.8702 | 420.2 | 0.0004202
R1425 | Modern Innovative Energy, LLC | Modern LF | A | 323580 | Lewiston | Niagara | NY | 2006-02-01 | 6.4 | 6.4 | 6.4 | 6.4 |  | Internal Combustion | Bio Gas |  |  | 14.4 |  | 25.6849 | 158.4 | 0.0001584
R1464 | New York State Elec. & Gas Corp. | AA Dairy | C | 5013 | Ithaca | Tompkins | NY | 1998-06-01 | 0.1 |  | 0 | 0 |  | Internal Combustion | Bio Gas
R1472 | New York State Elec. & Gas Corp. | Broome LFGE | C | 323600 | Binghamton | Broome | NY | 2007-09-01 | 2.1 | 2.1 | 2.1 | 2.1 |  | Internal Combustion | Bio Gas |  |  | 11.4 |  | 61.97 | 125.4 | 0.0001254
R1551 | Niagara Mohawk Power Corp. | Gloversville Johnstown WWT | F | 23643 | Gloversville | Fulton | NY | 2010-01-01 | 0.7 |  | 0 | 0 |  | Internal Combustion | Bio Gas |  |  | 1.4 |  | 22.8311 | 15.4 | 1.54e-05
R1579 | Niagara Mohawk Power Corp. | Onondaga Energy Partners | C | 23634 | Onondaga | Onondaga | NY | 1987-12-01 | 1.4 |  | 0 | 0 |  | Internal Combustion | Bio Gas
R1592 | Niagara Mohawk Power Corp. | Sustainable Bioelectric LLC | A | 23774 | Wheatfield | Niagara | NY | 2014-03-01 | 0.6 |  | 0 | 0 |  | Internal Combustion | Bio Gas |  |  | 0.9 |  | 17.1233 | 9.9 | 9.9e-06
R1647 | Orange and Rockland Utilities | Landfill G.Part19 | G | 5057 | Goshen | Orange | NY | 1988-12-01 | 2.5 |  | 0 | 0 |  | Internal Combustion | Bio Gas
R1648 | Orange and Rockland Utilities | Middletown LFG | G | 5058 | Goshen | Orange | NY | 1988-12-01 | 3 |  | 0 | 0 |  | Internal Combustion | Bio Gas
R1672 | Seneca Energy II, LLC | Ontario LFGE | C | 23819 | Canandaigua | Ontario | NY | 2003-12-01 | 11.2 | 7.6 | 11.2 | 11.2 |  | Internal Combustion | Bio Gas |  |  | 58.7 |  | 59.8296 | 645.7 | 0.0006457
R1673 | Seneca Energy II, LLC | Seneca Energy 1 | C | 23797 | Seneca Falls | Seneca | NY | 1996-03-01 | 8.8 | 8.8 | 8.8 | 8.8 |  | Internal Combustion | Bio Gas |  |  | 133.5 | ( G ) |  | 1468.5 | 0.0014685
R1674 | Seneca Energy II, LLC | Seneca Energy 2 | C | 23797 | Seneca Falls | Seneca | NY | 1997-08-01 | 8.8 | 8.8 | 8.8 | 8.8 |  | Internal Combustion | Bio Gas
Totals | [8 empty] | 133.3 | [8 empty] | 719.1 |  |  | 7910.1 | 0.0079101

## Coal
Line No. | Billing Org | Station Unit | Zone | PTID | Town | Cnty | St | MM-DD-YYYY | Nameplate MW | CRIS SUM MW | CAPABILITY SUM MW | CAPABILITY WIN MW | DUAL | Unit Type | Fuel Type 1 | Fuel Type 2 | Fuel Type 3 | 2016 GWh | Notes | Capacity % | CO2 Emissions MTCO2 | CO2 Emissions MMTCO2
R1082 | Cayuga Operating Company, LLC | Cayuga 1 | C | 23584 | Lansing | Tompkins | NY | 1955-09-01 | 155.3 | 154.1 | 152 | 150.2 |  | Steam Turbine (Fossil) | Bituminous Coal |  |  | 500.4 | ( S ) | 36.7825 | 500400 | 0.5004
R1083 | Cayuga Operating Company, LLC | Cayuga 2 | C | 23585 | Lansing | Tompkins | NY | 1958-10-01 | 167.2 | 154.7 | 150.2 | 150.4 |  | Steam Turbine (Fossil) | Bituminous Coal |  |  | 61.9 | ( S ) | 4.2262 | 61900 | 0.0619
R1344 | Jamestown Board of Public Utilities | Jamestown 5 | A | 1658 | Jamestown | Chautauqua | NY | 1951-08-01 | 28.7 | 23 | 12.1 | 18.3 |  | Steam Turbine (Fossil) | Bituminous Coal | Natural Gas |  | 24.6 |  | 9.7847 | 24600 | 0.0246
R1345 | Jamestown Board of Public Utilities | Jamestown 6 | A | 1658 | Jamestown | Chautauqua | NY | 1968-08-01 | 25 | 22.4 | 10.6 | 15.9 |  | Steam Turbine (Fossil) | Bituminous Coal | Natural Gas |  | 22.6 |  | 10.3196 | 22600 | 0.0226
R1638 | NRG Power Marketing LLC | Huntley 67 (RET - 3/1/2016) | A | 23561 | Tonawanda | Erie | NY | 1957-12-01 | 218 | 196.5 | 0 | 0 |  | Steam Turbine (Fossil) | Bituminous Coal |  |  | 92.8 | ( 3 ) ( R ) | 4.8595 | 92800 | 0.0928
R1639 | NRG Power Marketing LLC | Huntley 68 (RET - 3/1/2016) | A | 23562 | Tonawanda | Erie | NY | 1958-12-01 | 218 | 198 | 0 | 0 |  | Steam Turbine (Fossil) | Bituminous Coal |  |  | 162.9 | ( 4 ) ( R ) | 8.5302 | 162900 | 0.1629
R1686 | Somerset Operating Company, LLC | Somerset | A | 23543 | Somerset | Niagara | NY | 1984-08-01 | 655.1 | 686.5 | 685.6 | 691.7 |  | Steam Turbine (Fossil) | Bituminous Coal |  |  | 627.6 |  | 10.9363 | 627600 | 0.6276
Totals | [8 empty] | 1467.3 | [8 empty] | 1492.8 |  |  | 1492800 | 1.4928

## Natural Gas
Line No. | Billing Org | Station Unit | Zone | PTID | Town | Cnty | St | MM-DD-YYYY | Nameplate MW | CRIS SUM MW | CAPABILITY SUM MW | CAPABILITY WIN MW | DUAL | Unit Type | Fuel Type 1 | Fuel Type 2 | Fuel Type 3 | 2016 GWh | Notes | Capacity % | CO2 Emissions MTCO2 | CO2 Emissions MMTCO2
R1002 | Astoria Energy II, LLC | Astoria Energy 2 - CC3 | J | 323677 | Queens | Queens | NY | 2011-07-01 | 330 | 288 | 284 | 326 | YES | Combined Cycle | Natural Gas | No. 2 Fuel Oil |  | 2897.1 | ( G ) |  | 1283415.3 | 1.2834
R1003 | Astoria Energy II, LLC | Astoria Energy 2 - CC4 | J | 323678 | Queens | Queens | NY | 2011-07-01 | 330 | 288 | 284 | 326 | YES | Combined Cycle | Natural Gas | No. 2 Fuel Oil
R1004 | Astoria Energy, LLC | Astoria East Energy - CC1 | J | 323581 | Queens | Queens | NY | 2006-04-01 | 320 | 292.6 | 278.9 | 314.8 | YES | Combined Cycle | Natural Gas | No. 2 Fuel Oil |  | 3363.7 | ( G ) |  | 1490119.1 | 1.4901
R1005 | Astoria Energy, LLC | Astoria East Energy - CC2 | J | 323582 | Queens | Queens | NY | 2006-04-01 | 320 | 292.6 | 278.9 | 314.8 | YES | Combined Cycle | Natural Gas | No. 2 Fuel Oil
R1006 | Astoria Generating Company L.P. | Astoria 2 | J | 24149 | Queens | Queens | NY | 1954-03-01 | 180 | 177 | 172.1 | 169.2 |  | Steam Turbine (Fossil) | Natural Gas |  |  | 3.6 |  | 0.22831 | 1594.8 | 0.0015948
R1009 | Astoria Generating Company L.P. | Astoria GT 01 | J | 23523 | Queens | Queens | NY | 1967-07-01 | 16 | 15.7 | 14.4 | 18.3 |  | Combustion Turbine | Natural Gas |  |  | 0.9 |  | 0.64212 | 398.7 | 0.0003987
R1058 | Athens Generating Company, LP | Athens 1 | F | 23668 | Athens | Greene | NY | 2004-05-01 | 441 | 316.6 | 327.6 | 400.3 | YES | Combined Cycle | Natural Gas | No. 2 Fuel Oil |  | 1382.2 |  | 35.779 | 612314.6 | 0.61231
R1059 | Athens Generating Company, LP | Athens 2 | F | 23670 | Athens | Greene | NY | 2004-05-01 | 441 | 315.6 | 328.1 | 407.3 | YES | Combined Cycle | Natural Gas | No. 2 Fuel Oil |  | 1414.9 |  | 36.6255 | 626800.7 | 0.6268
R1060 | Athens Generating Company, LP | Athens 3 | F | 23677 | Athens | Greene | NY | 2004-05-01 | 441 | 312.8 | 325.1 | 396.7 | YES | Combined Cycle | Natural Gas | No. 2 Fuel Oil |  | 1173.4 |  | 30.3741 | 519816.2 | 0.51982
R1069 | Binghamton BOP, LLC | Binghamton | C | 23790 | Binghamton | Broome | NY | 2001-03-01 | 47.7 | 43.8 | 43.7 | 46.7 | YES | Combined Cycle | Natural Gas | Kerosene |  | 29 |  | 6.9403 | 12847 | 0.012847
R1074 | Calpine Energy Services LP | Bethpage | K | 23823 | Hicksville | Nassau | NY | 1989-09-01 | 83.6 | 54.9 | 52.8 | 62.5 |  | Combined Cycle | Natural Gas |  |  | 299.6 |  | 40.9102 | 132722.8 | 0.13272
R1075 | Calpine Energy Services LP | Bethpage GT4 | K | 323586 | Hicksville | Nassau | NY | 2002-07-01 | 60 | 48.2 | 45.1 | 51 |  | Combustion Turbine | Natural Gas |  |  | 203 |  | 38.6225 | 89929 | 0.089929
R1076 | Calpine Energy Services LP | KIAC_JFK_GT1 | J | 23816 | Jamaica | Queens | NY | 1995-02-01 | 60.6 | 58.7 | 58.1 | 59.8 | YES | Combined Cycle | Natural Gas | No. 2 Fuel Oil |  | 688.9 | ( G ) |  | 305182.7 | 0.30518
R1077 | Calpine Energy Services LP | KIAC_JFK_GT2 | J | 23817 | Jamaica | Queens | NY | 1995-02-01 | 60.6 | 58.3 | 58.9 | 59.5 | YES | Combined Cycle | Natural Gas | No. 2 Fuel Oil
R1080 | Carr Street Generating Station LP | Carr St.-E. Syr | C | 24060 | Dewitt | Onondaga | NY | 1993-08-01 | 122.6 | 89 | 88.2 | 103.3 | YES | Combined Cycle | Natural Gas | No. 2 Fuel Oil |  | 181.5 |  | 16.8998 | 80404.5 | 0.080405
R1081 | Castleton Power, LLC | Castleton Energy Center | F | 23900 | Castleton | Rensselaer | NY | 1992-01-01 | 72 | 69 | 61 | 72 | YES | Combined Cycle | Natural Gas | No. 2 Fuel Oil |  | 264.9 |  | 41.9996 | 117350.7 | 0.11735
R1104 | Consolidated Edison Co. of NY, Inc. | Brooklyn Navy Yard | J | 23515 | Brooklyn | Kings | NY | 1996-11-01 | 322 | 266.9 | 266 | 301.9 | YES | Combined Cycle | Natural Gas | No. 2 Fuel Oil |  | 2008.6 |  | 71.2088 | 889809.8 | 0.88981
R1105 | Consolidated Edison Co. of NY, Inc. | East River 1 | J | 323558 | Manhattan | New York | NY | 2005-04-01 | 185 | 160.5 | 152.3 | 195.8 | YES | Combined Cycle | Natural Gas | Kerosene |  | 1035 |  | 63.8652 | 458505 | 0.4585
R1106 | Consolidated Edison Co. of NY, Inc. | East River 2 | J | 323559 | Manhattan | New York | NY | 2005-04-05 | 185 | 162.4 | 149.1 | 193.7 | YES | Combined Cycle | Natural Gas | Kerosene |  | 1198.2 |  | 73.9356 | 530802.6 | 0.5308
R1107 | Consolidated Edison Co. of NY, Inc. | East River 6 | J | 23660 | Manhattan | New York | NY | 1951-11-01 | 156.2 | 136.3 | 143.1 | 142.8 | YES | Steam Turbine (Fossil) | Natural Gas | No. 6 Fuel Oil |  | 409.9 |  | 29.9566 | 181585.7 | 0.18159
R1108 | Consolidated Edison Co. of NY, Inc. | East River 7 | J | 23524 | Manhattan | New York | NY | 1955-06-01 | 200 | 186.7 | 185.6 | 184.1 | YES | Steam Turbine (Fossil) | Natural Gas | No. 6 Fuel Oil |  | 350.5 |  | 20.0057 | 155271.5 | 0.15527
R1113 | Consolidated Edison Energy, Inc. | Fortistar - N.Tonawanda | A | 24026 | N Tonawanda | Erie | NY | 1993-06-01 | 68.5 | 59 | 61.6 | 66.5 | YES | Combined Cycle | Natural Gas | No. 2 Fuel Oil |  | 84.4 |  | 14.0653 | 37389.2 | 0.037389
R1114 | Consolidated Edison Energy, Inc. | Massena | D | 23902 | Massena | St Lawrence | NY | 1992-07-01 | 102.1 | 82.2 | 81.1 | 92.3 | YES | Combined Cycle | Natural Gas | No. 2 Fuel Oil |  | 3.9 |  | 0.43605 | 1727.7 | 0.0017277
R1116 | Consolidated Edison Energy, Inc. | Rensselaer | F | 23796 | Rensselaer | Rensselaer | NY | 1993-12-01 | 96.9 | 79 | 77 | 82.7 | YES | Combined Cycle | Natural Gas | No. 2 Fuel Oil |  | 30.2 |  | 3.5578 | 13378.6 | 0.013379
R1123 | Danskammer Energy, LLC | Danskammer 1 | G | 23586 | Newburgh | Orange | NY | 1951-12-01 | 72 | 69 | 70.7 | 68.3 | YES | Steam Turbine (Fossil) | Natural Gas | No. 6 Fuel Oil |  | 2.9 |  | 0.45979 | 1284.7 | 0.0012847
R1124 | Danskammer Energy, LLC | Danskammer 2 | G | 23589 | Newburgh | Orange | NY | 1954-09-01 | 73.5 | 64.7 | 65.7 | 66.3 | YES | Steam Turbine (Fossil) | Natural Gas | No. 6 Fuel Oil |  | 2.4 |  | 0.37275 | 1063.2 | 0.0010632
R1125 | Danskammer Energy, LLC | Danskammer 3 | G | 23590 | Newburgh | Orange | NY | 1959-10-01 | 147.1 | 139.2 | 138.5 | 136.3 |  | Steam Turbine (Fossil) | Natural Gas |  |  | 4.5 |  | 0.34922 | 1993.5 | 0.0019935
R1126 | Danskammer Energy, LLC | Danskammer 4 | G | 23591 | Newburgh | Orange | NY | 1967-09-01 | 239.4 | 238.2 | 221.7 | 225 |  | Steam Turbine (Fossil) | Natural Gas |  |  | 10.4 |  | 0.49591 | 4607.2 | 0.0046072
R1127 | Dynegy Marketing and Trade, LLC | Independence | C | 23970 | Scriba | Oswego | NY | 1994-11-01 | 1254 | 956.4 | 948.6 | 1159 |  | Combined Cycle | Natural Gas |  |  | 4734.1 |  | 43.0959 | 2097206.3 | 2.0972
R1136 | Empire Generating Co, LLC | EMPIRE_CC_1 | F | 323656 | Rensselaer | Rensselaer | NY | 2010-09-02 | 335 | 294.2 | 293.3 | 338.1 | YES | Combined Cycle | Natural Gas | No. 2 Fuel Oil |  | 1794.7 |  | 61.1565 | 795052.1 | 0.79505
R1137 | Empire Generating Co, LLC | EMPIRE_CC_2 | F | 323658 | Rensselaer | Rensselaer | NY | 2010-09-02 | 335 | 298.2 | 293.1 | 337.5 | YES | Combined Cycle | Natural Gas | No. 2 Fuel Oil |  | 1659.1 |  | 56.5358 | 734981.3 | 0.73498
R1325 | Freeport Electric | Freeport CT 2 | K | 23818 | Freeport | Nassau | NY | 2004-03-01 | 60.5 | 50.3 | 48 | 50.4 |  | Combustion Turbine | Natural Gas | Kerosene |  | 45.8 |  | 8.6418 | 20289.4 | 0.020289
R1326 | GDF Suez Energy Marketing NA, Inc. | Nassau Energy Corporation | K | 323695 | Garden City | Nassau | NY | 1991-03-01 | 55 | 51.6 | 48.2 | 57.5 | YES | Combined Cycle | Natural Gas | No. 2 Fuel Oil |  | 365.2 |  | 75.7991 | 161783.6 | 0.16178
R1327 | GenOn Energy Management, LLC | Bowline 1 | G | 23526 | West Haverstraw | Rockland | NY | 1972-09-01 | 621 | 577.7 | 564.7 | 574.6 | YES | Steam Turbine (Fossil) | Natural Gas | No. 6 Fuel Oil |  | 837.9 |  | 15.4027 | 371189.7 | 0.37119
R1328 | GenOn Energy Management, LLC | Bowline 2 | G | 23595 | West Haverstraw | Rockland | NY | 1974-05-01 | 621 | 567.4 | 561.1 | 560 | YES | Steam Turbine (Fossil) | Natural Gas | No. 6 Fuel Oil |  | 548.2 |  | 10.0773 | 242852.6 | 0.24285
R1331 | Indeck Energy Services of Silver Springs | Indeck-Silver Springs | C | 23768 | Silver Springs | Wyoming | NY | 1991-04-01 | 56.6 | 51.5 | 50.7 | 62.4 | YES | Combined Cycle | Natural Gas | No. 2 Fuel Oil |  | 81 |  | 16.3367 | 35883 | 0.035883
R1332 | Indeck-Corinth LP | Indeck-Corinth | F | 23802 | Corinth | Saratoga | NY | 1995-07-01 | 147 | 131.2 | 129.7 | 133.7 | YES | Combined Cycle | Natural Gas | No. 2 Fuel Oil |  | 680.4 |  | 52.8376 | 301417.2 | 0.30142
R1333 | Indeck-Olean LP | Indeck-Olean | A | 23982 | Olean | Cattaraugus | NY | 1993-12-01 | 90.6 | 79.4 | 78.7 | 88.7 | YES | Combined Cycle | Natural Gas | No. 2 Fuel Oil |  | 119.9 |  | 15.1073 | 53115.7 | 0.053116
R1334 | Indeck-Oswego LP | Indeck-Oswego | C | 23783 | Oswego | Oswego | NY | 1990-05-01 | 57.4 | 51.6 | 49.5 | 59 | YES | Combined Cycle | Natural Gas | No. 2 Fuel Oil |  | 52.8 |  | 10.5007 | 23390.4 | 0.02339
R1335 | Indeck-Yerkes LP | Indeck-Yerkes | A | 23781 | Tonawanda | Erie | NY | 1990-02-01 | 59.9 | 49.7 | 48 | 57.4 | YES | Combined Cycle | Natural Gas | No. 2 Fuel Oil |  | 103.5 |  | 19.7247 | 45850.5 | 0.045851
R1346 | Jamestown Board of Public Utilities | Jamestown 7 | A | 1659 | Jamestown | Chautauqua | NY | 2002-01-01 | 47.3 | 40 | 38.7 | 46.2 |  | Combustion Turbine | Natural Gas |  |  | 164.6 |  | 39.7251 | 72917.8 | 0.072918
R1349 | Long Island Power Authority | Barrett 03 | K | 23706 | Island Park | Nassau | NY | 1970-06-01 | 18 | 17.9 | 16.3 | 18.9 | YES | Combustion Turbine | Natural Gas | No. 2 Fuel Oil |  | 4.1 |  | 2.6002 | 1816.3 | 0.0018163
R1350 | Long Island Power Authority | Barrett 04 | K | 23707 | Island Park | Nassau | NY | 1970-07-01 | 18 | 17.7 | 16.8 | 20.9 | YES | Combustion Turbine | Natural Gas | No. 2 Fuel Oil |  | 9.4 |  | 5.9614 | 4164.2 | 0.0041642
R1351 | Long Island Power Authority | Barrett 05 | K | 23708 | Island Park | Nassau | NY | 1970-07-01 | 18 | 17.8 | 16.9 | 19.2 | YES | Combustion Turbine | Natural Gas | No. 2 Fuel Oil |  | 3.8 |  | 2.4099 | 1683.4 | 0.0016834
R1352 | Long Island Power Authority | Barrett 06 | K | 23709 | Island Park | Nassau | NY | 1970-07-01 | 18 | 17.8 | 17.5 | 20.7 | YES | Combustion Turbine | Natural Gas | No. 2 Fuel Oil |  | 7.6 |  | 4.8199 | 3366.8 | 0.0033668
R1353 | Long Island Power Authority | Barrett 08 | K | 23711 | Island Park | Nassau | NY | 1970-07-01 | 18 | 17.3 | 16.3 | 19 | YES | Combustion Turbine | Natural Gas | No. 2 Fuel Oil |  | 3.8 |  | 2.4099 | 1683.4 | 0.0016834
R1354 | Long Island Power Authority | Barrett 09 | K | 23700 | Island Park | Nassau | NY | 1971-06-01 | 41.8 | 43.4 | 41.4 | 49.9 | YES | Jet Engine | Natural Gas | No. 2 Fuel Oil |  | 23.5 |  | 6.4178 | 10410.5 | 0.01041
R1355 | Long Island Power Authority | Barrett 10 | K | 23701 | Island Park | Nassau | NY | 1971-06-01 | 41.8 | 42.7 | 40.1 | 50.9 | YES | Jet Engine | Natural Gas | No. 2 Fuel Oil |  | 20.7 |  | 5.6531 | 9170.1 | 0.0091701
R1356 | Long Island Power Authority | Barrett 11 | K | 23702 | Island Park | Nassau | NY | 1971-06-01 | 41.8 | 43.3 | 41.3 | 49.5 | YES | Jet Engine | Natural Gas | No. 2 Fuel Oil |  | 27 |  | 7.3737 | 11961 | 0.011961
R1357 | Long Island Power Authority | Barrett 12 | K | 23703 | Island Park | Nassau | NY | 1971-06-01 | 41.8 | 44 | 41.2 | 52.2 | YES | Jet Engine | Natural Gas | No. 2 Fuel Oil |  | 29.6 |  | 8.0837 | 13112.8 | 0.013113
R1358 | Long Island Power Authority | Barrett GT 01 | K | 23704 | Island Park | Nassau | NY | 1970-06-01 | 18 | 18.1 | 16.6 | 21 | YES | Combustion Turbine | Natural Gas | No. 2 Fuel Oil |  | 7.2 |  | 4.5662 | 3189.6 | 0.0031896
R1359 | Long Island Power Authority | Barrett GT 02 | K | 23705 | Island Park | Nassau | NY | 1970-06-01 | 18 | 17.4 | 16.8 | 20.6 | YES | Combustion Turbine | Natural Gas | No. 2 Fuel Oil |  | 6.6 |  | 4.1857 | 2923.8 | 0.0029238
R1360 | Long Island Power Authority | Barrett ST 01 | K | 23545 | Island Park | Nassau | NY | 1956-11-01 | 188 | 200.2 | 194 | 197.5 | YES | Steam Turbine (Fossil) | Natural Gas | No. 6 Fuel Oil |  | 864.4 |  | 52.4871 | 382929.2 | 0.38293
R1361 | Long Island Power Authority | Barrett ST 02 | K | 23546 | Island Park | Nassau | NY | 1963-10-01 | 188 | 197.5 | 194.2 | 193.2 | YES | Steam Turbine (Fossil) | Natural Gas | No. 6 Fuel Oil |  | 607.6 |  | 36.894 | 269166.8 | 0.26917
R1362 | Long Island Power Authority | Bethpage 3 | K | 323564 | Hicksville | Nassau | NY | 2005-05-01 | 96 | 79.9 | 77.8 | 77.1 |  | Combined Cycle | Natural Gas |  |  | 284.5 |  | 33.8304 | 126033.5 | 0.12603
R1363 | Long Island Power Authority | Caithness_CC_1 | K | 323624 | Brookhaven | Suffolk | NY | 2009-08-01 | 375 | 315.6 | 309.6 | 362.7 | YES | Combined Cycle | Natural Gas | No. 2 Fuel Oil |  | 2531.8 |  | 77.0715 | 1121587.4 | 1.1216
R1368 | Long Island Power Authority | Far Rockaway GT1 | K | 24212 | Far Rockaway | Queens | NY | 2002-07-01 | 60.5 | 53.5 | 53.9 | 58.9 |  | Jet Engine | Natural Gas |  |  | 211.9 |  | 39.9826 | 93871.7 | 0.093872
R1370 | Long Island Power Authority | Freeport CT 1 | K | 23764 | Freeport | Nassau | NY | 2004-06-01 | 60 | 48.3 | 47.5 | 49 | YES | Combustion Turbine | Natural Gas | No. 2 Fuel Oil |  | 117.2 |  | 22.2983 | 51919.6 | 0.05192
R1374 | Long Island Power Authority | Glenwood GT 04 | K | 24219 | Glenwood | Nassau | NY | 2002-06-01 | 53 | 40.3 | 40.4 | 46 | YES | Combustion Turbine | Natural Gas | No. 2 Fuel Oil |  | 95.6 |  | 20.591 | 42350.8 | 0.042351
R1375 | Long Island Power Authority | Glenwood GT 05 | K | 24220 | Glenwood | Nassau | NY | 2002-06-01 | 53 | 40 | 40.3 | 45.5 | YES | Combustion Turbine | Natural Gas | No. 2 Fuel Oil |  | 94.3 |  | 20.311 | 41774.9 | 0.041775
R1391 | Long Island Power Authority | Northport 1 | K | 23551 | Northport | Suffolk | NY | 1967-07-01 | 387 | 395 | 397.7 | 398.5 | YES | Steam Turbine (Fossil) | Natural Gas | No. 6 Fuel Oil |  | 420.2 |  | 12.3948 | 186148.6 | 0.18615
R1392 | Long Island Power Authority | Northport 2 | K | 23552 | Northport | Suffolk | NY | 1968-06-01 | 387 | 396 | 399.7 | 399.2 | YES | Steam Turbine (Fossil) | Natural Gas | No. 6 Fuel Oil |  | 693.6 |  | 20.4595 | 307264.8 | 0.30726
R1393 | Long Island Power Authority | Northport 3 | K | 23553 | Northport | Suffolk | NY | 1972-07-01 | 387 | 399.2 | 390.2 | 390.2 | YES | Steam Turbine (Fossil) | Natural Gas | No. 6 Fuel Oil |  | 531.9 |  | 15.6897 | 235631.7 | 0.23563
R1394 | Long Island Power Authority | Northport 4 | K | 23650 | Northport | Suffolk | NY | 1977-12-01 | 387 | 399.2 | 384.7 | 385.7 | YES | Steam Turbine (Fossil) | Natural Gas | No. 6 Fuel Oil |  | 856.6 |  | 25.2675 | 379473.8 | 0.37947
R1398 | Long Island Power Authority | Pilgrim GT1 | K | 24216 | Brentwood | Suffolk | NY | 2002-08-01 | 50 | 45.6 | 45.2 | 46.3 |  | Combustion Turbine | Natural Gas |  |  | 53.2 |  | 12.1461 | 23567.6 | 0.023568
R1399 | Long Island Power Authority | Pilgrim GT2 | K | 24217 | Brentwood | Suffolk | NY | 2002-08-01 | 50 | 46.2 | 44.8 | 46.6 |  | Combustion Turbine | Natural Gas |  |  | 52.2 |  | 11.9178 | 23124.6 | 0.023125
R1400 | Long Island Power Authority | Pinelawn Power 1 | K | 323563 | Babylon | Suffolk | NY | 2005-06-01 | 82 | 78 | 75.9 | 76.9 | YES | Combined Cycle | Natural Gas | Kerosene |  | 155.6 |  | 21.6617 | 68930.8 | 0.068931
R1404 | Long Island Power Authority | Port Jefferson GT 02 | K | 24210 | Port Jefferson | Suffolk | NY | 2002-07-01 | 53 | 42 | 41 | 46.5 | YES | Combustion Turbine | Natural Gas | No. 2 Fuel Oil |  | 41.2 |  | 8.874 | 18251.6 | 0.018252
R1405 | Long Island Power Authority | Port Jefferson GT 03 | K | 24211 | Port Jefferson | Suffolk | NY | 2002-07-01 | 53 | 41.1 | 41 | 46.2 | YES | Combustion Turbine | Natural Gas | No. 2 Fuel Oil |  | 38.9 |  | 8.3786 | 17232.7 | 0.017233
R1412 | Long Island Power Authority | South Oaks Hosp | K | 5011 | Amityville | Suffolk | NY | 1990-06-01 | 1 | 0 | 0 | 0 |  | Internal Combustion | Natural Gas
R1414 | Long Island Power Authority | Stony Brook | K | 24151 | Stony Brook | Suffolk | NY | 1995-04-01 | 47 | 9.6 | 16.7 | 19.7 | YES | Combustion Turbine | Natural Gas | No. 2 Fuel Oil |  | 285.1 |  | 69.2461 | 126299.3 | 0.1263
R1428 | New York Power Authority | Astoria CC 1 | J | 323568 | Queens | Queens | NY | 2006-01-01 | 288 | 246.2 | 233.5 | 260 | YES | Combined Cycle | Natural Gas | No. 2 Fuel Oil | KER | 2722.3 | ( G ) |  | 1205978.9 | 1.206
R1429 | New York Power Authority | Astoria CC 2 | J | 323569 | Queens | Queens | NY | 2006-01-01 | 288 | 246.2 | 233.5 | 260 | YES | Combined Cycle | Natural Gas | No. 2 Fuel Oil | KER
R1434 | New York Power Authority | Brentwood | K | 24164 | Brentwood | Suffolk | NY | 2001-08-01 | 47 | 47.1 | 45.5 | 46.1 |  | Combustion Turbine | Natural Gas |  |  | 53.3 |  | 12.9457 | 23611.9 | 0.023612
R1439 | New York Power Authority | Flynn | K | 23794 | Holtsville | Suffolk | NY | 1994-05-01 | 170 | 135.5 | 136.9 | 162.7 | YES | Combined Cycle | Natural Gas | No. 2 Fuel Oil |  | 1167.2 |  | 78.3777 | 517069.6 | 0.51707
R1440 | New York Power Authority | Gowanus 5 | J | 24156 | Brooklyn | Kings | NY | 2001-08-01 | 47 | 45.4 | 40 | 40 |  | Combustion Turbine | Natural Gas |  |  | 60.9 |  | 14.7916 | 26978.7 | 0.026979
R1441 | New York Power Authority | Gowanus 6 | J | 24157 | Brooklyn | Kings | NY | 2001-08-01 | 47 | 46.1 | 39.9 | 39.9 |  | Combustion Turbine | Natural Gas |  |  | 55.4 |  | 13.4557 | 24542.2 | 0.024542
R1446 | New York Power Authority | Harlem River 1 | J | 24160 | Bronx | Bronx | NY | 2001-08-01 | 47 | 46 | 39.9 | 39.9 |  | Combustion Turbine | Natural Gas |  |  | 22.8 |  | 5.5377 | 10100.4 | 0.0101
R1447 | New York Power Authority | Harlem River 2 | J | 24161 | Bronx | Bronx | NY | 2001-08-01 | 47 | 45.2 | 40 | 40 |  | Combustion Turbine | Natural Gas |  |  | 23.4 |  | 5.6835 | 10366.2 | 0.010366
R1448 | New York Power Authority | Hellgate 1 | J | 24158 | Bronx | Bronx | NY | 2001-08-01 | 47 | 45 | 39.9 | 39.9 |  | Combustion Turbine | Natural Gas |  |  | 21.7 |  | 5.2706 | 9613.1 | 0.0096131
R1449 | New York Power Authority | Hellgate 2 | J | 24159 | Bronx | Bronx | NY | 2001-08-01 | 47 | 45 | 40 | 40 |  | Combustion Turbine | Natural Gas |  |  | 20.2 |  | 4.9062 | 8948.6 | 0.0089486
R1452 | New York Power Authority | Kent | J | 24152 | Brooklyn | Kings | NY | 2001-08-01 | 47 | 46.9 | 46 | 45 |  | Combustion Turbine | Natural Gas |  |  | 47 |  | 11.4155 | 20821 | 0.020821
R1456 | New York Power Authority | Pouch | J | 24155 | Staten Island | Richmond | NY | 2001-08-01 | 47 | 47.1 | 46 | 46 |  | Combustion Turbine | Natural Gas |  |  | 66.5 |  | 16.1518 | 29459.5 | 0.029459
R1458 | New York Power Authority | Vernon Blvd 2 | J | 24162 | Queens | Queens | NY | 2001-08-01 | 47 | 46.2 | 40 | 40 |  | Combustion Turbine | Natural Gas |  |  | 28 |  | 6.8007 | 12404 | 0.012404
R1459 | New York Power Authority | Vernon Blvd 3 | J | 24163 | Queens | Queens | NY | 2001-08-01 | 47 | 43.8 | 39.9 | 39.9 |  | Combustion Turbine | Natural Gas |  |  | 23.7 |  | 5.7563 | 10499.1 | 0.010499
R1471 | New York State Elec. & Gas Corp. | Auburn - State St. | C | 24147 | Auburn | Cayuga | NY | 1995-01-01 | 7.4 | 5.8 | 5.5 | 7.2 |  | Combustion Turbine | Natural Gas |  |  | 0.2 |  | 0.30853 | 88.6 | 8.86e-05
R1503 | Niagara Mohawk Power Corp. | Allied Frozen Storage | A | 23774 | Cheektowaga | Erie | NY | 2008-05-01 | 0.1 |  | 0 | 0 |  | Internal Combustion | Natural Gas
R1514 | Niagara Mohawk Power Corp. | Burrstone Energy Center, LLC LU | E | 23633 | Utica | Oneida | NY | 2009-11-01 | 1.1 |  | 0 | 0 |  | Internal Combustion | Natural Gas |  |  | 0.7 |  | 7.2644 | 310.1 | 0.0003101
R1515 | Niagara Mohawk Power Corp. | Burrstone Energy Center, LLC U | E | 23633 | Utica | Oneida | NY | 2009-11-01 | 2.2 |  | 0 | 0 |  | Internal Combustion | Natural Gas |  |  | 0.1 |  | 0.51889 | 44.3 | 4.43e-05
R1524 | Niagara Mohawk Power Corp. | Cal Ban Power | A | 23774 | Allegany | Allegany | NY | 1995-06-01 | 0.1 |  | 0 | 0 |  | Internal Combustion | Natural Gas
R1550 | Niagara Mohawk Power Corp. | General Mills Inc | A | 23808 | Buffalo | Erie | NY | 1988-12-01 | 3.8 | 3.8 | 0 | 0 |  | Combustion Turbine | Natural Gas |  |  | 7.6 |  | 22.8311 | 3366.8 | 0.0033668
R1559 | Niagara Mohawk Power Corp. | Hydrocarbon-Algny | A | 23774 | Allegany | Allegany | NY | 1992-12-01 | 0.2 |  | 0 | 0 |  | Internal Combustion | Natural Gas
R1565 | Niagara Mohawk Power Corp. | Laidlaw Energy | A | 23774 | Ellicottville | Cattaraugus | NY | 1991-07-01 | 3.4 |  | 0 | 0 |  | Combustion Turbine | Natural Gas
R1566 | Niagara Mohawk Power Corp. | Laidlaw Energy | A | 23774 | Ellicottville | Cattaraugus | NY | 1991-07-01 | 2.4 |  | 0 | 0 |  | Steam Turbine (Fossil) | Natural Gas
R1575 | Niagara Mohawk Power Corp. | Nottingham High School | C | 23634 | Syracuse | Onondaga | NY | 1988-06-01 | 0.2 |  | 0 | 0 |  | Cogeneration | Natural Gas
R1587 | Niagara Mohawk Power Corp. | St. Elizabeth Medical Center | E | 23633 | Utica | Oneida | NY | 2012-02-01 | 0.6 |  | 0 | 0 |  | Internal Combustion | Natural Gas |  |  | 0.3 |  | 5.7078 | 132.9 | 0.0001329
R1598 | Niagara Mohawk Power Corp. | Tri-City JATC | F | 23643 | Latham | Albany | NY | 2009-11-01 |  |  | 0 | 0 |  | Internal Combustion | Natural Gas
R1600 | Niagara Mohawk Power Corp. | United States Gypsum | B | 23774 | Batavia | Genesee | NY | 2009-11-01 | 5.8 |  | 0 | 0 |  | Cogeneration | Natural Gas |  |  | 1.2 |  | 2.3618 | 531.6 | 0.0005316
R1619 | NRG Power Marketing LLC | Arthur Kill GT 1 | J | 23520 | Staten Island | Richmond | NY | 1970-06-01 | 20 | 16.5 | 12 | 15 |  | Combustion Turbine | Natural Gas |  |  | 0.4 |  | 0.22831 | 177.2 | 0.0001772
R1620 | NRG Power Marketing LLC | Arthur Kill ST 2 | J | 23512 | Staten Island | Richmond | NY | 1959-08-01 | 376.2 | 357.7 | 331 | 337.2 |  | Steam Turbine (Fossil) | Natural Gas |  |  | 640 |  | 19.4204 | 283520 | 0.28352
R1621 | NRG Power Marketing LLC | Arthur Kill ST 3 | J | 23513 | Staten Island | Richmond | NY | 1969-06-01 | 535.5 | 518 | 512.6 | 517.8 |  | Steam Turbine (Fossil) | Natural Gas |  |  | 455.5 |  | 9.7101 | 201786.5 | 0.20179
R1649 | PSEG Energy Resource & Trade, LLC | Bethlehem Energy Center | F | 323570 | Bethlehem | Albany | NY | 2005-07-01 | 893.1 | 835 | 760.5 | 861 | YES | Combined Cycle | Natural Gas | No. 2 Fuel Oil |  | 5202.4 |  | 66.4966 | 2304663.2 | 2.3047
R1668 | SBF New York, LLC | Beaver Falls | E | 23983 | Beaver Falls | Lewis | NY | 1995-03-01 | 107.8 | 80.2 | 81.2 | 93.1 | YES | Combined Cycle | Natural Gas | No. 2 Fuel Oil |  | 2.7 |  | 0.28592 | 1196.1 | 0.0011961
R1669 | SBF New York, LLC | Syracuse | C | 23985 | Syracuse | Onondaga | NY | 1993-09-01 | 102.7 | 86.8 | 81.7 | 94 | YES | Combined Cycle | Natural Gas | No. 2 Fuel Oil |  | 27.8 |  | 3.0901 | 12315.4 | 0.012315
R1670 | Selkirk Cogen Partners, L.P. | Selkirk-I | F | 23801 | Selkirk | Albany | NY | 1992-03-01 | 107.2 | 82.1 | 78.2 | 105.3 | YES | Combined Cycle | Natural Gas | No. 2 Fuel Oil |  | 133.4 |  | 14.2055 | 59096.2 | 0.059096
R1671 | Selkirk Cogen Partners, L.P. | Selkirk-II | F | 23799 | Selkirk | Albany | NY | 1994-09-01 | 338.8 | 291.3 | 277.3 | 329.7 | YES | Combined Cycle | Natural Gas | No. 2 Fuel Oil |  | 506.8 |  | 17.0761 | 224512.4 | 0.22451
R1678 | Seneca Power Partners, L.P. | Allegany | B | 23514 | Hume | Allegany | NY | 1995-03-01 | 67 | 62.9 | 62 | 62.9 |  | Combined Cycle | Natural Gas |  |  | 87 |  | 14.8231 | 38541 | 0.038541
R1679 | Seneca Power Partners, L.P. | Batavia | B | 24024 | Batavia | Genesee | NY | 1992-06-01 | 67.3 | 57.1 | 48.9 | 60.6 |  | Combined Cycle | Natural Gas |  |  | 48.6 |  | 8.2436 | 21529.8 | 0.02153
R1680 | Seneca Power Partners, L.P. | Carthage Energy | E | 23857 | Carthage | Jefferson | NY | 1991-08-01 | 62.9 | 59 | 55.6 | 63.7 | YES | Combined Cycle | Natural Gas | No. 2 Fuel Oil |  | 10.4 |  | 1.8875 | 4607.2 | 0.0046072
R1681 | Seneca Power Partners, L.P. | Hillburn GT | G | 23639 | Hillburn | Rockland | NY | 1971-04-01 | 46.5 | 37.9 | 36.5 | 42.6 | YES | Jet Engine | Natural Gas | Kerosene |  | 0.3 |  | 0.073649 | 132.9 | 0.0001329
R1682 | Seneca Power Partners, L.P. | Shoemaker GT | G | 23640 | Middletown | Orange | NY | 1971-05-01 | 41.9 | 33.1 | 33 | 40.3 | YES | Jet Engine | Natural Gas | Kerosene |  | 0.3 |  | 0.081734 | 132.9 | 0.0001329
R1683 | Seneca Power Partners, L.P. | Sterling | E | 23777 | Sherrill | Oneida | NY | 1991-06-01 | 65.3 | 57.4 | 50.2 | 62.7 |  | Combined Cycle | Natural Gas |  |  | 11.5 |  | 2.0104 | 5094.5 | 0.0050945
R1685 | Shell Energy North America (US), L.P. | Lockport | A | 23791 | Lockport | Niagara | NY | 1992-07-01 | 221.3 | 225.2 | 202.9 | 223.8 | YES | Combined Cycle | Natural Gas | No. 2 Fuel Oil |  | 624.4 |  | 32.209 | 276609.2 | 0.27661
R1689 | TC Ravenswood, LLC | Ravenswood 01 | J | 23729 | Queens | Queens | NY | 1967-07-01 | 18.6 | 8.8 | 8.8 | 10.8 |  | Combustion Turbine | Natural Gas |  |  | 0.3 |  | 0.18412 | 132.9 | 0.0001329
R1693 | TC Ravenswood, LLC | Ravenswood 2-1 | J | 24244 | Queens | Queens | NY | 1970-12-01 | 42.9 | 40.4 | 31.4 | 39.2 | YES | Jet Engine | Natural Gas | Kerosene |  | 1.8 |  | 0.47897 | 797.4 | 0.0007974
R1694 | TC Ravenswood, LLC | Ravenswood 2-2 | J | 24245 | Queens | Queens | NY | 1970-12-01 | 42.9 | 37.6 | 29.9 | 40.4 | YES | Jet Engine | Natural Gas | Kerosene |  | 1.9 |  | 0.50558 | 841.7 | 0.0008417
R1695 | TC Ravenswood, LLC | Ravenswood 2-3 | J | 24246 | Queens | Queens | NY | 1970-12-01 | 42.9 | 39.2 | 28.9 | 36 | YES | Jet Engine | Natural Gas | Kerosene |  | 2.6 |  | 0.69185 | 1151.8 | 0.0011518
R1696 | TC Ravenswood, LLC | Ravenswood 2-4 | J | 24247 | Queens | Queens | NY | 1970-12-01 | 42.9 | 39.8 | 30.7 | 41.5 | YES | Jet Engine | Natural Gas | Kerosene |  | 1.6 |  | 0.42575 | 708.8 | 0.0007088
R1697 | TC Ravenswood, LLC | Ravenswood 3-1 | J | 24248 | Queens | Queens | NY | 1970-08-01 | 42.9 | 40.5 | 31.9 | 43.1 | YES | Jet Engine | Natural Gas | Kerosene |  | 1.4 |  | 0.37253 | 620.2 | 0.0006202
R1698 | TC Ravenswood, LLC | Ravenswood 3-2 | J | 24249 | Queens | Queens | NY | 1970-08-01 | 42.9 | 38.1 | 29.4 | 41 | YES | Jet Engine | Natural Gas | Kerosene |  | 0.9 |  | 0.23949 | 398.7 | 0.0003987
R1699 | TC Ravenswood, LLC | Ravenswood 3-4 | J | 24251 | Queens | Queens | NY | 1970-08-01 | 42.9 | 35.8 | 31.2 | 38.5 | YES | Jet Engine | Natural Gas | Kerosene |  | 2.7 |  | 0.71846 | 1196.1 | 0.0011961
R1700 | TC Ravenswood, LLC | Ravenswood CC 04 | J | 23820 | Queens | Queens | NY | 2004-05-01 | 250 | 231.2 | 219.6 | 271.6 | YES | Combined Cycle | Natural Gas | No. 2 Fuel Oil |  | 1716.9 |  | 78.3973 | 760586.7 | 0.76059
R1704 | TransAlta Energy Marketing (U.S.) Inc. | Saranac Energy | D | 23793 | Plattsburgh | Clinton | NY | 1994-06-01 | 285.6 | 253.7 | 246.4 | 270.9 |  | Combined Cycle | Natural Gas |  |  | 88.6 |  | 3.5414 | 39249.8 | 0.03925
Totals | [8 empty] | 17363.1 | [8 empty] | 50202.6 |  |  | 22239751.8 | 22.2398

## No. 6 Fuel Oil
Line No. | Billing Org | Station Unit | Zone | PTID | Town | Cnty | St | MM-DD-YYYY | Nameplate MW | CRIS SUM MW | CAPABILITY SUM MW | CAPABILITY WIN MW | DUAL | Unit Type | Fuel Type 1 | Fuel Type 2 | Fuel Type 3 | 2016 GWh | Notes | Capacity % | CO2 Emissions MTCO2 | CO2 Emissions MMTCO2
R1007 | Astoria Generating Company L.P. | Astoria 3 | J | 23516 | Queens | Queens | NY | 1958-09-01 | 376 | 369.9 | 379.1 | 372.9 | YES | Steam Turbine (Fossil) | No. 6 Fuel Oil | Natural Gas |  | 337.5 |  | 10.2466 | 250762.5 | 0.25076
R1008 | Astoria Generating Company L.P. | Astoria 5 | J | 23518 | Queens | Queens | NY | 1962-05-01 | 387 | 376.3 | 381.8 | 387.4 | YES | Steam Turbine (Fossil) | No. 6 Fuel Oil | Natural Gas |  | 474 |  | 13.9818 | 352182 | 0.35218
R1117 | Consolidated Edison Energy, Inc. | Roseton 1 | G | 23587 | Newburgh | Orange | NY | 1974-12-01 | 621 | 614.8 | 589.5 | 611.2 | YES | Steam Turbine (Fossil) | No. 6 Fuel Oil | Natural Gas | FO2 | 128.5 |  | 2.3621 | 95475.5 | 0.095476
R1118 | Consolidated Edison Energy, Inc. | Roseton 2 | G | 23588 | Newburgh | Orange | NY | 1974-09-01 | 621 | 605.7 | 599.5 | 609 | YES | Steam Turbine (Fossil) | No. 6 Fuel Oil | Natural Gas | FO2 | 172.7 |  | 3.1747 | 128316.1 | 0.12832
R1401 | Long Island Power Authority | Port Jefferson 3 | K | 23555 | Port Jefferson | Suffolk | NY | 1958-11-01 | 188 | 194.5 | 188.7 | 197 | YES | Steam Turbine (Fossil) | No. 6 Fuel Oil | Natural Gas |  | 208.6 |  | 12.6664 | 154989.8 | 0.15499
R1402 | Long Island Power Authority | Port Jefferson 4 | K | 23616 | Port Jefferson | Suffolk | NY | 1960-11-01 | 188 | 198.7 | 198.7 | 199.5 | YES | Steam Turbine (Fossil) | No. 6 Fuel Oil | Natural Gas |  | 148.8 |  | 9.0353 | 110558.4 | 0.11056
R1640 | NRG Power Marketing LLC | Oswego 5 | C | 23606 | Oswego | Oswego | NY | 1976-02-01 | 901.8 | 850.3 | 815.5 | 822.5 |  | Steam Turbine (Fossil) | No. 6 Fuel Oil |  |  | 17.1 |  | 0.21646 | 12705.3 | 0.012705
R1641 | NRG Power Marketing LLC | Oswego 6 | C | 23613 | Oswego | Oswego | NY | 1980-07-01 | 901.8 | 835.2 | 823.2 | 832.2 | YES | Steam Turbine (Fossil) | No. 6 Fuel Oil | Natural Gas |  | 21.8 |  | 0.27596 | 16197.4 | 0.016197
R1701 | TC Ravenswood, LLC | Ravenswood ST 01 | J | 23533 | Queens | Queens | NY | 1963-02-01 | 400 | 365.1 | 366 | 371.5 | YES | Steam Turbine (Fossil) | No. 6 Fuel Oil | Natural Gas |  | 948 |  | 27.0548 | 704364 | 0.70436
R1702 | TC Ravenswood, LLC | Ravenswood ST 02 | J | 23534 | Queens | Queens | NY | 1963-05-01 | 400 | 391.6 | 367.2 | 376 | YES | Steam Turbine (Fossil) | No. 6 Fuel Oil | Natural Gas |  | 893.5 |  | 25.4994 | 663870.5 | 0.66387
R1703 | TC Ravenswood, LLC | Ravenswood ST 03 | J | 23535 | Queens | Queens | NY | 1965-06-01 | 1027 | 986.8 | 972.5 | 973 | YES | Steam Turbine (Fossil) | No. 6 Fuel Oil | Natural Gas |  | 1833.1 |  | 20.3757 | 1361993.3 | 1.362
Totals | [8 empty] | 6011.6 | [8 empty] | 5183.6 |  |  | 3851414.8 | 3.8514

## No. 2 Fuel Oil
Line No. | Billing Org | Station Unit | Zone | PTID | Town | Cnty | St | MM-DD-YYYY | Nameplate MW | CRIS SUM MW | CAPABILITY SUM MW | CAPABILITY WIN MW | DUAL | Unit Type | Fuel Type 1 | Fuel Type 2 | Fuel Type 3 | 2016 GWh | Notes | Capacity % | CO2 Emissions MTCO2 | CO2 Emissions MMTCO2
R1010 | Astoria Generating Company L.P. | Gowanus 1-1 | J | 24077 | Brooklyn | Kings | NY | 1971-06-01 | 20 | 19.1 | 18.7 | 23.9 |  | Combustion Turbine | No. 2 Fuel Oil |  |  | 0.1 |  | 0.057078 | 74.3 | 7.43e-05
R1011 | Astoria Generating Company L.P. | Gowanus 1-2 | J | 24078 | Brooklyn | Kings | NY | 1971-06-01 | 20 | 17.1 | 19.2 | 24.7 |  | Combustion Turbine | No. 2 Fuel Oil |  |  | 0.1 |  | 0.057078 | 74.3 | 7.43e-05
R1012 | Astoria Generating Company L.P. | Gowanus 1-3 | J | 24079 | Brooklyn | Kings | NY | 1971-06-01 | 20 | 17.2 | 17.4 | 21.9 |  | Combustion Turbine | No. 2 Fuel Oil |  |  | 0.1 |  | 0.057078 | 74.3 | 7.43e-05
R1013 | Astoria Generating Company L.P. | Gowanus 1-4 | J | 24080 | Brooklyn | Kings | NY | 1971-06-01 | 20 | 17.1 | 16.2 | 20.9 |  | Combustion Turbine | No. 2 Fuel Oil |  |  | 0.1 |  | 0.057078 | 74.3 | 7.43e-05
R1014 | Astoria Generating Company L.P. | Gowanus 1-5 | J | 24084 | Brooklyn | Kings | NY | 1971-06-01 | 20 | 16.5 | 17.4 | 21.6 |  | Combustion Turbine | No. 2 Fuel Oil
R1015 | Astoria Generating Company L.P. | Gowanus 1-6 | J | 24111 | Brooklyn | Kings | NY | 1971-06-01 | 20 | 18 | 16.1 | 20.8 |  | Combustion Turbine | No. 2 Fuel Oil |  |  | 0.1 |  | 0.057078 | 74.3 | 7.43e-05
R1016 | Astoria Generating Company L.P. | Gowanus 1-7 | J | 24112 | Brooklyn | Kings | NY | 1971-06-01 | 20 | 17.6 | 17 | 22.2 |  | Combustion Turbine | No. 2 Fuel Oil |  |  | 0.1 |  | 0.057078 | 74.3 | 7.43e-05
R1017 | Astoria Generating Company L.P. | Gowanus 1-8 | J | 24113 | Brooklyn | Kings | NY | 1971-06-01 | 20 | 16.1 | 16 | 20.4 |  | Combustion Turbine | No. 2 Fuel Oil |  |  | 0.1 |  | 0.057078 | 74.3 | 7.43e-05
R1018 | Astoria Generating Company L.P. | Gowanus 2-1 | J | 24114 | Brooklyn | Kings | NY | 1971-06-01 | 20 | 17.9 | 16.9 | 21.1 | YES | Combustion Turbine | No. 2 Fuel Oil | Natural Gas |  | 0.7 |  | 0.39954 | 520.1 | 0.0005201
R1019 | Astoria Generating Company L.P. | Gowanus 2-2 | J | 24115 | Brooklyn | Kings | NY | 1971-06-01 | 20 | 18.8 | 17.8 | 22.6 | YES | Combustion Turbine | No. 2 Fuel Oil | Natural Gas |  | 1 |  | 0.57078 | 743 | 0.000743
R1020 | Astoria Generating Company L.P. | Gowanus 2-3 | J | 24116 | Brooklyn | Kings | NY | 1971-06-01 | 20 | 20.6 | 19.1 | 24 | YES | Combustion Turbine | No. 2 Fuel Oil | Natural Gas |  | 0.9 |  | 0.5137 | 668.7 | 0.0006687
R1021 | Astoria Generating Company L.P. | Gowanus 2-4 | J | 24117 | Brooklyn | Kings | NY | 1971-06-01 | 20 | 19.3 | 17.1 | 22.1 | YES | Combustion Turbine | No. 2 Fuel Oil | Natural Gas |  | 0.7 |  | 0.39954 | 520.1 | 0.0005201
R1022 | Astoria Generating Company L.P. | Gowanus 2-5 | J | 24118 | Brooklyn | Kings | NY | 1971-06-01 | 20 | 18.6 | 17.6 | 22.2 | YES | Combustion Turbine | No. 2 Fuel Oil | Natural Gas |  | 1.4 |  | 0.79909 | 1040.2 | 0.0010402
R1023 | Astoria Generating Company L.P. | Gowanus 2-6 | J | 24119 | Brooklyn | Kings | NY | 1971-06-01 | 20 | 20.3 | 19.1 | 24.3 | YES | Combustion Turbine | No. 2 Fuel Oil | Natural Gas |  | 0.8 |  | 0.45662 | 594.4 | 0.0005944
R1024 | Astoria Generating Company L.P. | Gowanus 2-7 | J | 24120 | Brooklyn | Kings | NY | 1971-06-01 | 20 | 19.6 | 18.8 | 23.8 | YES | Combustion Turbine | No. 2 Fuel Oil | Natural Gas |  | 2.2 |  | 1.2557 | 1634.6 | 0.0016346
R1025 | Astoria Generating Company L.P. | Gowanus 2-8 | J | 24121 | Brooklyn | Kings | NY | 1971-06-01 | 20 | 17.7 | 17 | 22 | YES | Combustion Turbine | No. 2 Fuel Oil | Natural Gas |  | 0.7 |  | 0.39954 | 520.1 | 0.0005201
R1026 | Astoria Generating Company L.P. | Gowanus 3-1 | J | 24122 | Brooklyn | Kings | NY | 1971-07-01 | 20 | 17.7 | 16.8 | 21.4 | YES | Combustion Turbine | No. 2 Fuel Oil | Natural Gas |  | 0.8 |  | 0.45662 | 594.4 | 0.0005944
R1027 | Astoria Generating Company L.P. | Gowanus 3-2 | J | 24123 | Brooklyn | Kings | NY | 1971-07-01 | 20 | 17.7 | 16.7 | 21.5 | YES | Combustion Turbine | No. 2 Fuel Oil | Natural Gas |  | 1.7 |  | 0.97032 | 1263.1 | 0.0012631
R1028 | Astoria Generating Company L.P. | Gowanus 3-3 | J | 24124 | Brooklyn | Kings | NY | 1971-07-01 | 20 | 19.8 | 18.8 | 23 | YES | Combustion Turbine | No. 2 Fuel Oil | Natural Gas |  | 0.6 |  | 0.34247 | 445.8 | 0.0004458
R1029 | Astoria Generating Company L.P. | Gowanus 3-4 | J | 24125 | Brooklyn | Kings | NY | 1971-07-01 | 20 | 17.9 | 16.7 | 22.6 | YES | Combustion Turbine | No. 2 Fuel Oil | Natural Gas |  | 0.7 |  | 0.39954 | 520.1 | 0.0005201
R1030 | Astoria Generating Company L.P. | Gowanus 3-5 | J | 24126 | Brooklyn | Kings | NY | 1971-07-01 | 20 | 19 | 17 | 22.3 | YES | Combustion Turbine | No. 2 Fuel Oil | Natural Gas |  | 0.8 |  | 0.45662 | 594.4 | 0.0005944
R1031 | Astoria Generating Company L.P. | Gowanus 3-6 | J | 24127 | Brooklyn | Kings | NY | 1971-07-01 | 20 | 17.6 | 15.5 | 20.3 | YES | Combustion Turbine | No. 2 Fuel Oil | Natural Gas |  | 0.4 |  | 0.22831 | 297.2 | 0.0002972
R1032 | Astoria Generating Company L.P. | Gowanus 3-7 | J | 24128 | Brooklyn | Kings | NY | 1971-07-01 | 20 | 18.1 | 17.6 | 23 | YES | Combustion Turbine | No. 2 Fuel Oil | Natural Gas |  | 0.9 |  | 0.5137 | 668.7 | 0.0006687
R1033 | Astoria Generating Company L.P. | Gowanus 3-8 | J | 24129 | Brooklyn | Kings | NY | 1971-07-01 | 20 | 19 | 18.3 | 23.3 | YES | Combustion Turbine | No. 2 Fuel Oil | Natural Gas |  | 0.7 |  | 0.39954 | 520.1 | 0.0005201
R1034 | Astoria Generating Company L.P. | Gowanus 4-1 | J | 24130 | Brooklyn | Kings | NY | 1971-07-01 | 20 | 16.8 | 18.9 | 24.2 |  | Combustion Turbine | No. 2 Fuel Oil |  |  | 0.1 |  | 0.057078 | 74.3 | 7.43e-05
R1035 | Astoria Generating Company L.P. | Gowanus 4-2 | J | 24131 | Brooklyn | Kings | NY | 1971-07-01 | 20 | 17.3 | 17.6 | 22.3 |  | Combustion Turbine | No. 2 Fuel Oil |  |  | 0.1 |  | 0.057078 | 74.3 | 7.43e-05
R1036 | Astoria Generating Company L.P. | Gowanus 4-3 | J | 24132 | Brooklyn | Kings | NY | 1971-07-01 | 20 | 17.6 | 17 | 22.2 |  | Combustion Turbine | No. 2 Fuel Oil |  |  | 0.1 |  | 0.057078 | 74.3 | 7.43e-05
R1037 | Astoria Generating Company L.P. | Gowanus 4-4 | J | 24133 | Brooklyn | Kings | NY | 1971-07-01 | 20 | 17.1 | 16.5 | 21.3 |  | Combustion Turbine | No. 2 Fuel Oil
R1038 | Astoria Generating Company L.P. | Gowanus 4-5 | J | 24134 | Brooklyn | Kings | NY | 1971-07-01 | 20 | 17.1 | 16.2 | 21.1 |  | Combustion Turbine | No. 2 Fuel Oil |  |  | 0.2 |  | 0.11416 | 148.6 | 0.0001486
R1039 | Astoria Generating Company L.P. | Gowanus 4-6 | J | 24135 | Brooklyn | Kings | NY | 1971-07-01 | 20 | 18.6 | 17.6 | 23.1 |  | Combustion Turbine | No. 2 Fuel Oil |  |  | 0.2 |  | 0.11416 | 148.6 | 0.0001486
R1040 | Astoria Generating Company L.P. | Gowanus 4-7 | J | 24136 | Brooklyn | Kings | NY | 1971-07-01 | 20 | 16.6 | 17.1 | 20.9 |  | Combustion Turbine | No. 2 Fuel Oil |  |  | 0.1 |  | 0.057078 | 74.3 | 7.43e-05
R1041 | Astoria Generating Company L.P. | Gowanus 4-8 | J | 24137 | Brooklyn | Kings | NY | 1971-07-01 | 20 | 19 | 17.1 | 22.3 |  | Combustion Turbine | No. 2 Fuel Oil |  |  | 0.1 |  | 0.057078 | 74.3 | 7.43e-05
R1084 | Cayuga Operating Company, LLC | Cayuga IC 1 | C | 23629 | Lansing | Tompkins | NY | 1967-08-01 | 2.8 | 0 | 0 | 0 |  | Internal Combustion | No. 2 Fuel Oil
R1085 | Cayuga Operating Company, LLC | Cayuga IC 2 | C | 23629 | Lansing | Tompkins | NY | 1967-08-01 | 2.8 | 0 | 0 | 0 |  | Internal Combustion | No. 2 Fuel Oil
R1321 | Freeport Electric | Freeport 1-2 | K | 1660 | Freeport | Nassau | NY | 1949-08-01 | 2.9 | 2 | 2.1 | 2.8 |  | Internal Combustion | No. 2 Fuel Oil
R1322 | Freeport Electric | Freeport 1-3 | K | 1660 | Freeport | Nassau | NY | 1954-08-01 | 3.1 | 2.1 | 2.3 | 3 |  | Internal Combustion | No. 2 Fuel Oil
R1323 | Freeport Electric | Freeport 1-4 | K | 1660 | Freeport | Nassau | NY | 1964-10-01 | 5.1 | 4.4 | 3.8 | 4.8 |  | Internal Combustion | No. 2 Fuel Oil |  |  | 0.1 |  | 0.22383 | 74.3 | 7.43e-05
R1364 | Long Island Power Authority | East Hampton 2 | K | 23722 | E Hampton | Suffolk | NY | 1962-12-01 | 2 | 2 | 2 | 2 |  | Internal Combustion | No. 2 Fuel Oil |  |  | 0.6 |  | 3.4247 | 445.8 | 0.0004458
R1365 | Long Island Power Authority | East Hampton 3 | K | 23722 | E Hampton | Suffolk | NY | 1962-12-01 | 2 | 2 | 2 | 2 |  | Internal Combustion | No. 2 Fuel Oil |  |  | 0.7 |  | 3.9954 | 520.1 | 0.0005201
R1366 | Long Island Power Authority | East Hampton 4 | K | 23722 | E Hampton | Suffolk | NY | 1962-12-01 | 2 | 2 | 2 | 2 |  | Internal Combustion | No. 2 Fuel Oil |  |  | 0.7 |  | 3.9954 | 520.1 | 0.0005201
R1367 | Long Island Power Authority | East Hampton GT 01 | K | 23717 | E Hampton | Suffolk | NY | 1970-12-01 | 21.3 | 19.2 | 19.3 | 24.7 |  | Jet Engine | No. 2 Fuel Oil |  |  | 10.4 |  | 5.5738 | 7727.2 | 0.0077272
R1371 | Long Island Power Authority | Glenwood GT 01 | K | 23712 | Glenwood | Nassau | NY | 1967-04-01 | 16 | 14.6 | 10.2 | 15.8 |  | Combustion Turbine | No. 2 Fuel Oil
R1372 | Long Island Power Authority | Glenwood GT 02 | K | 23688 | Glenwood | Nassau | NY | 1972-06-01 | 55 | 52.7 | 51.2 | 62.4 |  | Combustion Turbine | No. 2 Fuel Oil |  |  | 1.8 |  | 0.3736 | 1337.4 | 0.0013374
R1373 | Long Island Power Authority | Glenwood GT 03 | K | 23689 | Glenwood | Nassau | NY | 1972-06-01 | 55 | 52.7 | 55.1 | 61 |  | Combustion Turbine | No. 2 Fuel Oil |  |  | 1.3 |  | 0.26982 | 965.9 | 0.0009659
R1376 | Long Island Power Authority | Greenport GT1 | K | 23814 | Greenport | Suffolk | NY | 2003-07-02 | 54 | 51.9 | 52.8 | 55.5 |  | Jet Engine | No. 2 Fuel Oil |  |  | 12.6 |  | 2.6636 | 9361.8 | 0.0093618
R1378 | Long Island Power Authority | Holtsville 01 | K | 23690 | Holtsville | Suffolk | NY | 1974-07-01 | 56.7 | 55.1 | 57.6 | 65.1 |  | Jet Engine | No. 2 Fuel Oil |  |  | 2.4 |  | 0.4832 | 1783.2 | 0.0017832
R1379 | Long Island Power Authority | Holtsville 02 | K | 23691 | Holtsville | Suffolk | NY | 1974-07-01 | 56.7 | 55.3 | 54.8 | 64.3 |  | Jet Engine | No. 2 Fuel Oil |  |  | 1.7 |  | 0.34226 | 1263.1 | 0.0012631
R1380 | Long Island Power Authority | Holtsville 03 | K | 23692 | Holtsville | Suffolk | NY | 1974-07-01 | 56.7 | 52.1 | 53 | 62.3 |  | Jet Engine | No. 2 Fuel Oil |  |  | 3.5 |  | 0.70466 | 2600.5 | 0.0026005
R1381 | Long Island Power Authority | Holtsville 04 | K | 23693 | Holtsville | Suffolk | NY | 1974-07-01 | 56.7 | 52.7 | 51.9 | 62.5 |  | Jet Engine | No. 2 Fuel Oil |  |  | 3.9 |  | 0.78519 | 2897.7 | 0.0028977
R1382 | Long Island Power Authority | Holtsville 05 | K | 23694 | Holtsville | Suffolk | NY | 1974-07-01 | 56.7 | 53.3 | 54.8 | 67 |  | Jet Engine | No. 2 Fuel Oil |  |  | 1.9 |  | 0.38253 | 1411.7 | 0.0014117
R1383 | Long Island Power Authority | Holtsville 06 | K | 23695 | Holtsville | Suffolk | NY | 1975-07-01 | 56.7 | 53 | 49.5 | 67.3 |  | Jet Engine | No. 2 Fuel Oil |  |  | 6.7 |  | 1.3489 | 4978.1 | 0.0049781
R1384 | Long Island Power Authority | Holtsville 07 | K | 23696 | Holtsville | Suffolk | NY | 1975-07-01 | 56.7 | 55.1 | 52.2 | 65.4 |  | Jet Engine | No. 2 Fuel Oil |  |  | 3 |  | 0.604 | 2229 | 0.002229
R1385 | Long Island Power Authority | Holtsville 08 | K | 23697 | Holtsville | Suffolk | NY | 1975-07-01 | 56.7 | 57.4 | 56.1 | 68.7 |  | Jet Engine | No. 2 Fuel Oil |  |  | 4.1 |  | 0.82546 | 3046.3 | 0.0030463
R1386 | Long Island Power Authority | Holtsville 09 | K | 23698 | Holtsville | Suffolk | NY | 1975-07-01 | 56.7 | 57.5 | 56.3 | 68.4 |  | Jet Engine | No. 2 Fuel Oil |  |  | 2.8 |  | 0.56373 | 2080.4 | 0.0020804
R1387 | Long Island Power Authority | Holtsville 10 | K | 23699 | Holtsville | Suffolk | NY | 1975-07-01 | 56.7 | 55.1 | 54.1 | 66.1 |  | Jet Engine | No. 2 Fuel Oil |  |  | 6.2 |  | 1.2483 | 4606.6 | 0.0046066
R1395 | Long Island Power Authority | Northport GT | K | 23718 | Northport | Suffolk | NY | 1967-03-01 | 16 | 13.8 | 12.3 | 15.6 |  | Combustion Turbine | No. 2 Fuel Oil |  |  | 0.1 |  | 0.071347 | 74.3 | 7.43e-05
R1403 | Long Island Power Authority | Port Jefferson GT 01 | K | 23713 | Port Jefferson | Suffolk | NY | 1966-12-01 | 16 | 14.1 | 12.4 | 15.2 |  | Combustion Turbine | No. 2 Fuel Oil |  |  | 0.2 |  | 0.14269 | 148.6 | 0.0001486
R1406 | Long Island Power Authority | S Hampton 1 | K | 23720 | South Hampton | Suffolk | NY | 1963-03-01 | 11.5 | 10.3 | 8.5 | 11.5 |  | Combustion Turbine | No. 2 Fuel Oil |  |  | 1.6 |  | 1.5882 | 1188.8 | 0.0011888
R1407 | Long Island Power Authority | Shoreham 1 | K | 23715 | Shoreham | Suffolk | NY | 1971-07-01 | 52.9 | 48.9 | 50 | 65 |  | Combustion Turbine | No. 2 Fuel Oil |  |  | 3.8 |  | 0.82002 | 2823.4 | 0.0028234
R1408 | Long Island Power Authority | Shoreham 2 | K | 23716 | Shoreham | Suffolk | NY | 1984-04-01 | 18.6 | 18.5 | 14.8 | 21.1 |  | Jet Engine | No. 2 Fuel Oil |  |  | 1.4 |  | 0.85923 | 1040.2 | 0.0010402
R1409 | Long Island Power Authority | Shoreham GT3 | K | 24213 | Shoreham | Suffolk | NY | 2002-08-01 | 50 | 45.4 | 45.4 | 45.4 |  | Combustion Turbine | No. 2 Fuel Oil |  |  | 3.2 |  | 0.73059 | 2377.6 | 0.0023776
R1410 | Long Island Power Authority | Shoreham GT4 | K | 24214 | Shoreham | Suffolk | NY | 2002-08-01 | 50 | 43.9 | 44.6 | 45.7 |  | Combustion Turbine | No. 2 Fuel Oil |  |  | 3 |  | 0.68493 | 2229 | 0.002229
R1413 | Long Island Power Authority | Southold 1 | K | 23719 | Southold | Suffolk | NY | 1964-08-01 | 14 | 12.3 | 10.1 | 13.5 |  | Combustion Turbine | No. 2 Fuel Oil |  |  | 0.7 |  | 0.57078 | 520.1 | 0.0005201
R1415 | Long Island Power Authority | Wading River 1 | K | 23522 | Shoreham | Suffolk | NY | 1989-08-01 | 79.5 | 81.2 | 79.3 | 102.8 |  | Combustion Turbine | No. 2 Fuel Oil |  |  | 5 |  | 0.71796 | 3715 | 0.003715
R1416 | Long Island Power Authority | Wading River 2 | K | 23547 | Shoreham | Suffolk | NY | 1989-08-01 | 79.5 | 81.3 | 80.1 | 104 |  | Combustion Turbine | No. 2 Fuel Oil |  |  | 9.9 |  | 1.4216 | 7355.7 | 0.0073557
R1417 | Long Island Power Authority | Wading River 3 | K | 23601 | Shoreham | Suffolk | NY | 1989-08-01 | 79.5 | 81.3 | 79.2 | 101.1 |  | Combustion Turbine | No. 2 Fuel Oil |  |  | 8 |  | 1.1487 | 5944 | 0.005944
R1418 | Long Island Power Authority | West Babylon 4 | K | 23714 | West Babylon | Suffolk | NY | 1971-08-01 | 52.4 | 49 | 50.1 | 65.9 |  | Combustion Turbine | No. 2 Fuel Oil |  |  | 4.2 |  | 0.91498 | 3120.6 | 0.0031206
R1443 | New York Power Authority | Greenport IC 4 | K | 1652 | Greenport | Suffolk | NY | 1957-06-06 | 1.2 | 1.7 | 0.9 | 1.1 |  | Internal Combustion | No. 2 Fuel Oil
R1444 | New York Power Authority | Greenport IC 5 | K | 1652 | Greenport | Suffolk | NY | 1965-07-08 | 1.8 | 1.7 | 1.4 | 1.6 |  | Internal Combustion | No. 2 Fuel Oil
R1445 | New York Power Authority | Greenport IC 6 | K | 1652 | Greenport | Suffolk | NY | 1971-09-17 | 3.8 | 2.7 | 3 | 2.6 |  | Internal Combustion | No. 2 Fuel Oil
R1478 | New York State Elec. & Gas Corp. | Harris Lake | D | 5018 | Newcomb | Essex | NY | 1967-08-01 | 1.7 |  | 0 | 0 |  | Internal Combustion | No. 2 Fuel Oil
R1622 | NRG Power Marketing LLC | Astoria GT 05 (IIFO - 1/1/2016) | J | 24106 | Queens | Queens | NY | 1970-06-01 | 19.2 | 16 | 0 | 0 |  | Combustion Turbine | No. 2 Fuel Oil | Kerosene |  |  | ( I )
R1623 | NRG Power Marketing LLC | Astoria GT 07 (IIFO - 1/1/2016) | J | 24107 | Queens | Queens | NY | 1970-06-01 | 19.2 | 15.5 | 0 | 0 |  | Combustion Turbine | No. 2 Fuel Oil | Kerosene |  |  | ( I )
R1624 | NRG Power Marketing LLC | Astoria GT 12 (IIFO - 1/1/2016) | J | 24226 | Queens | Queens | NY | 1971-05-01 | 31.8 | 22.7 | 0 | 0 |  | Combustion Turbine | No. 2 Fuel Oil | Kerosene |  |  | ( I )
R1625 | NRG Power Marketing LLC | Astoria GT 13 (IIFO - 1/1/2016) | J | 24227 | Queens | Queens | NY | 1971-05-01 | 31.8 | 24 | 0 | 0 |  | Combustion Turbine | No. 2 Fuel Oil | Kerosene |  |  | ( I )
R1642 | NRG Power Marketing LLC | Oswego IC 1 | C | 5052 | Oswego | Oswego | NY | 1967-08-01 | 0.7 |  | 0 | 0 |  | Internal Combustion | No. 2 Fuel Oil
R1643 | NRG Power Marketing LLC | Oswego IC 2 | C | 5053 | Oswego | Oswego | NY | 1976-02-01 | 0.8 |  | 0 | 0 |  | Internal Combustion | No. 2 Fuel Oil
R1644 | NRG Power Marketing LLC | Oswego IC 3 | C | 5054 | Oswego | Oswego | NY | 1980-07-01 | 0.8 |  | 0 | 0 |  | Internal Combustion | No. 2 Fuel Oil
R1660 | Rockville Centre, Village of | Charles P Keller 07 | K | 1661 | Rockville Centre | Nassau | NY | 1942-09-01 | 2 | 2 | 1.8 | 1.9 |  | Internal Combustion | No. 2 Fuel Oil
R1661 | Rockville Centre, Village of | Charles P Keller 08 | K | 1661 | Rockville Centre | Nassau | NY | 1950-09-01 | 2.4 | 2.8 | 2.1 | 2.3 |  | Internal Combustion | No. 2 Fuel Oil
R1662 | Rockville Centre, Village of | Charles P Keller 09 | K | 1661 | Rockville Centre | Nassau | NY | 1954-09-01 | 3.5 | 3.3 | 3.1 | 3.4 | YES | Internal Combustion | No. 2 Fuel Oil | Natural Gas |  | 0.1 |  | 0.32616 | 74.3 | 7.43e-05
R1663 | Rockville Centre, Village of | Charles P Keller 10 | K | 1661 | Rockville Centre | Nassau | NY | 1954-09-01 | 3.5 | 3.2 | 3.1 | 3.4 | YES | Internal Combustion | No. 2 Fuel Oil | Natural Gas |  | 0.2 |  | 0.65232 | 148.6 | 0.0001486
R1664 | Rockville Centre, Village of | Charles P Keller 11 | K | 1661 | Rockville Centre | Nassau | NY | 1962-09-01 | 5.2 | 5.2 | 4.6 | 5 | YES | Internal Combustion | No. 2 Fuel Oil | Natural Gas
R1665 | Rockville Centre, Village of | Charles P Keller 12 | K | 1661 | Rockville Centre | Nassau | NY | 1967-09-01 | 5.5 | 5.5 | 4.9 | 5.3 | YES | Internal Combustion | No. 2 Fuel Oil | Natural Gas
R1666 | Rockville Centre, Village of | Charles P Keller 13 | K | 1661 | Rockville Centre | Nassau | NY | 1974-09-01 | 5.5 | 5.6 | 4.9 | 5.3 | YES | Internal Combustion | No. 2 Fuel Oil | Natural Gas
R1667 | Rockville Centre, Village of | Charles P Keller 14 | K | 1661 | Rockville Centre | Nassau | NY | 1994-09-01 | 6.2 | 6.3 | 5.5 | 6 | YES | Internal Combustion | No. 2 Fuel Oil | Natural Gas |  | 1.5 |  | 2.7618 | 1114.5 | 0.0011145
Totals | [8 empty] | 2097.5 | [8 empty] | 123.9 |  |  | 92057.7 | 0.092058

## Kerosene
Line No. | Billing Org | Station Unit | Zone | PTID | Town | Cnty | St | MM-DD-YYYY | Nameplate MW | CRIS SUM MW | CAPABILITY SUM MW | CAPABILITY WIN MW | DUAL | Unit Type | Fuel Type 1 | Fuel Type 2 | Fuel Type 3 | 2016 GWh | Notes | Capacity % | CO2 Emissions MTCO2 | CO2 Emissions MMTCO2 | Power Plant Efficiency | Heat Rates 2015 BTU per kWh | Kerosene Heat Content BTU/gallon | Volume Kerosene Burned (gallons) | CO2 Produced (lbs) | CO2 Produced (Metric Tons) | Social Cost Burning Kerosene
R1042 | Astoria Generating Company L.P. | Narrows 1-1 | J | 24228 | Brooklyn | Kings | NY | 1972-05-01 | 22 | 21 | 18.9 | 23.9 | YES | Combustion Turbine | Kerosene | Natural Gas |  | 4.7 |  | 2.4388 | 1222 | 0.001222 | 0.024547 | 10197 | 139000 | 344790.6475 | 8619766.1871 | 3909.8648 | 164214.3226
R1043 | Astoria Generating Company L.P. | Narrows 1-2 | J | 24229 | Brooklyn | Kings | NY | 1972-05-01 | 22 | 19.5 | 17.3 | 22.4 | YES | Combustion Turbine | Kerosene | Natural Gas |  | 5.5 |  | 2.8539 | 1430 | 0.00143 | 0.024547 | 10197 | 139000 | 403478.4173 | 10086960.4317 | 4575.3737 | 192165.6966
R1044 | Astoria Generating Company L.P. | Narrows 1-3 | J | 24230 | Brooklyn | Kings | NY | 1972-05-01 | 22 | 20.4 | 18.9 | 23.4 | YES | Combustion Turbine | Kerosene | Natural Gas |  | 7.3 |  | 3.7879 | 1898 | 0.001898 | 0.024547 | 10197 | 139000 | 535525.8993 | 13388147.482 | 6072.7688 | 255056.2883
R1045 | Astoria Generating Company L.P. | Narrows 1-4 | J | 24231 | Brooklyn | Kings | NY | 1972-05-01 | 22 | 20.1 | 19.1 | 24.4 | YES | Combustion Turbine | Kerosene | Natural Gas |  | 4.9 |  | 2.5425 | 1274 | 0.001274 | 0.024547 | 10197 | 139000 | 359462.5899 | 8986564.7482 | 4076.242 | 171202.1661
R1046 | Astoria Generating Company L.P. | Narrows 1-5 | J | 24232 | Brooklyn | Kings | NY | 1972-05-01 | 22 | 19.8 | 19.8 | 24.4 | YES | Combustion Turbine | Kerosene | Natural Gas |  | 4.5 |  | 2.335 | 1170 | 0.00117 | 0.024547 | 10197 | 139000 | 330118.705 | 8252967.6259 | 3743.4876 | 157226.4791
R1047 | Astoria Generating Company L.P. | Narrows 1-6 | J | 24233 | Brooklyn | Kings | NY | 1972-05-01 | 22 | 18.9 | 16.5 | 22.1 | YES | Combustion Turbine | Kerosene | Natural Gas |  | 3.1 |  | 1.6086 | 806 | 0.000806 | 0.024547 | 10197 | 139000 | 227415.1079 | 5685377.6978 | 2578.847 | 108311.5745
R1048 | Astoria Generating Company L.P. | Narrows 1-7 | J | 24234 | Brooklyn | Kings | NY | 1972-05-01 | 22 | 18.4 | 15.6 | 20.6 | YES | Combustion Turbine | Kerosene | Natural Gas |  | 2.4 |  | 1.2453 | 624 | 0.000624 | 0.024547 | 10197 | 139000 | 176063.3094 | 4401582.7338 | 1996.5267 | 83854.1222
R1049 | Astoria Generating Company L.P. | Narrows 1-8 | J | 24235 | Brooklyn | Kings | NY | 1972-05-01 | 22 | 19.9 | 17.4 | 21.9 | YES | Combustion Turbine | Kerosene | Natural Gas |  | 5.1 |  | 2.6463 | 1326 | 0.001326 | 0.024547 | 10197 | 139000 | 374134.5324 | 9353363.3094 | 4242.6193 | 178190.0096
R1050 | Astoria Generating Company L.P. | Narrows 2-1 | J | 24236 | Brooklyn | Kings | NY | 1972-06-01 | 22 | 19.4 | 18.6 | 23.8 | YES | Combustion Turbine | Kerosene | Natural Gas |  | 4.2 |  | 2.1793 | 1092 | 0.001092 | 0.024547 | 10197 | 139000 | 308110.7914 | 7702769.7842 | 3493.9218 | 146744.7138
R1051 | Astoria Generating Company L.P. | Narrows 2-2 | J | 24237 | Brooklyn | Kings | NY | 1972-06-01 | 22 | 18.7 | 16.6 | 22.6 | YES | Combustion Turbine | Kerosene | Natural Gas |  | 5.4 |  | 2.802 | 1404 | 0.001404 | 0.024547 | 10197 | 139000 | 396142.446 | 9903561.1511 | 4492.1851 | 188671.7749
R1052 | Astoria Generating Company L.P. | Narrows 2-3 | J | 24238 | Brooklyn | Kings | NY | 1972-06-01 | 22 | 18.4 | 18 | 23.8 | YES | Combustion Turbine | Kerosene | Natural Gas |  | 7.2 |  | 3.736 | 1872 | 0.001872 | 0.024547 | 10197 | 139000 | 528189.9281 | 13204748.2014 | 5989.5802 | 251562.3665
R1053 | Astoria Generating Company L.P. | Narrows 2-4 | J | 24239 | Brooklyn | Kings | NY | 1972-06-01 | 22 | 18.4 | 18.7 | 24.1 | YES | Combustion Turbine | Kerosene | Natural Gas |  | 3 |  | 1.5567 | 780 | 0.00078 | 0.024547 | 10197 | 139000 | 220079.1367 | 5501978.4173 | 2495.6584 | 104817.6527
R1054 | Astoria Generating Company L.P. | Narrows 2-5 | J | 24240 | Brooklyn | Kings | NY | 1972-06-01 | 22 | 19.9 | 18 | 23.7 | YES | Combustion Turbine | Kerosene | Natural Gas |  | 7.3 |  | 3.7879 | 1898 | 0.001898 | 0.024547 | 10197 | 139000 | 535525.8993 | 13388147.482 | 6072.7688 | 255056.2883
R1055 | Astoria Generating Company L.P. | Narrows 2-6 | J | 24241 | Brooklyn | Kings | NY | 1972-06-01 | 22 | 18.1 | 15.4 | 20.8 | YES | Combustion Turbine | Kerosene | Natural Gas |  | 1.8 |  | 0.934 | 468 | 0.000468 | 0.024547 | 10197 | 139000 | 132047.482 | 3301187.0504 | 1497.395 | 62890.5916
R1056 | Astoria Generating Company L.P. | Narrows 2-7 | J | 24242 | Brooklyn | Kings | NY | 1972-06-01 | 22 | 20.7 | 18.1 | 24.1 | YES | Combustion Turbine | Kerosene | Natural Gas |  | 9.4 |  | 4.8775 | 2444 | 0.002444 | 0.024547 | 10197 | 139000 | 689581.295 | 17239532.3741 | 7819.7296 | 328428.6452
R1057 | Astoria Generating Company L.P. | Narrows 2-8 | J | 24243 | Brooklyn | Kings | NY | 1972-06-01 | 22 | 17.5 | 16 | 21.6 | YES | Combustion Turbine | Kerosene | Natural Gas |  | 2.8 |  | 1.4529 | 728 | 0.000728 | 0.024547 | 10197 | 139000 | 205407.1942 | 5135179.8561 | 2329.2812 | 97829.8092
R1086 | Central Hudson Gas & Elec. Corp. | Coxsackie GT | G | 23611 | Coxsackie | Greene | NY | 1969-12-01 | 21.6 | 19.9 | 18.5 | 23.8 | YES | Combustion Turbine | Kerosene | Natural Gas |  | 0.5 |  | 0.26425 | 130 | 0.00013 | 0.024547 | 10197 | 139000 | 36679.8561 | 916996.4029 | 415.9431 | 17469.6088
R1094 | Central Hudson Gas & Elec. Corp. | South Cairo | G | 23612 | Cairo | Greene | NY | 1970-06-01 | 21.6 | 19.8 | 19.7 | 23.4 |  | Combustion Turbine | Kerosene |  |  | 0.1 |  | 0.05285 | 26 | 2.6e-05 | 0.024547 | 10197 | 139000 | 7335.9712 | 183399.2806 | 83.1886 | 3493.9218
R1101 | Consolidated Edison Co. of NY, Inc. | 59 St. GT 1 | J | 24138 | Manhattan | New York | NY | 1969-06-01 | 17.1 | 15.4 | 14.4 | 20.8 | YES | Combustion Turbine | Kerosene | Natural Gas |  | 0.1 |  | 0.066757 | 26 | 2.6e-05 | 0.024547 | 10197 | 139000 | 7335.9712 | 183399.2806 | 83.1886 | 3493.9218
R1102 | Consolidated Edison Co. of NY, Inc. | 74 St. GT 1 | J | 24260 | Manhattan | New York | NY | 1968-10-01 | 18.5 | 19 | 19.8 | 21.4 |  | Combustion Turbine | Kerosene |  |  | 0.3 |  | 0.18512 | 78 | 7.8e-05 | 0.024547 | 10197 | 139000 | 22007.9137 | 550197.8417 | 249.5658 | 10481.7653
R1103 | Consolidated Edison Co. of NY, Inc. | 74 St. GT 2 | J | 24261 | Manhattan | New York | NY | 1968-10-01 | 18.5 | 20.1 | 19.7 | 21.9 |  | Combustion Turbine | Kerosene |  |  | 0.2 |  | 0.12341 | 52 | 5.2e-05 | 0.024547 | 10197 | 139000 | 14671.9424 | 366798.5612 | 166.3772 | 6987.8435
R1109 | Consolidated Edison Co. of NY, Inc. | Hudson Ave 3 | J | 23810 | Brooklyn | Kings | NY | 1970-07-01 | 16.3 | 16 | 14.1 | 17.4 |  | Combustion Turbine | Kerosene |  |  | 0.2 |  | 0.14007 | 52 | 5.2e-05 | 0.024547 | 10197 | 139000 | 14671.9424 | 366798.5612 | 166.3772 | 6987.8435
R1110 | Consolidated Edison Co. of NY, Inc. | Hudson Ave 4 | J | 23540 | Brooklyn | Kings | NY | 1970-07-01 | 16.3 | 13.9 | 13.3 | 17.3 |  | Combustion Turbine | Kerosene |  |  | 0.2 |  | 0.14007 | 52 | 5.2e-05 | 0.024547 | 10197 | 139000 | 14671.9424 | 366798.5612 | 166.3772 | 6987.8435
R1111 | Consolidated Edison Co. of NY, Inc. | Hudson Ave 5 | J | 23657 | Brooklyn | Kings | NY | 1970-07-01 | 16.3 | 15.1 | 14.5 | 18.7 |  | Combustion Turbine | Kerosene |  |  | 0.2 |  | 0.14007 | 52 | 5.2e-05 | 0.024547 | 10197 | 139000 | 14671.9424 | 366798.5612 | 166.3772 | 6987.8435
R1324 | Freeport Electric | Freeport 2-3 | K | 1660 | Freeport | Nassau | NY | 1973-05-01 | 18.1 | 18.1 | 13.3 | 17.2 |  | Combustion Turbine | Kerosene |  |  | 0.2 |  | 0.12614 | 52 | 5.2e-05 | 0.024547 | 10197 | 139000 | 14671.9424 | 366798.5612 | 166.3772 | 6987.8435
R1369 | Long Island Power Authority | Far Rockaway GT2 | K | 23815 | Jamaica Bay | Queens | NY | 2003-07-02 | 60.5 | 55.4 | 54.1 | 53.9 |  | Jet Engine | Kerosene |  |  | 10 |  | 1.8869 | 2600 | 0.0026 | 0.024547 | 10379 | 139000 | 746690.6475 | 18667266.1871 | 8467.3396 | 355628.2624
R1626 | NRG Power Marketing LLC | Astoria GT 2-1 | J | 24094 | Queens | Queens | NY | 1970-06-01 | 46.5 | 41.2 | 36.4 | 44 | YES | Jet Engine | Kerosene | Natural Gas |  | 3.8 |  | 0.93288 | 988 | 0.000988 | 0.024547 | 10379 | 139000 | 283742.446 | 7093561.1511 | 3217.589 | 135138.7397
R1627 | NRG Power Marketing LLC | Astoria GT 2-2 | J | 24095 | Queens | Queens | NY | 1970-06-01 | 46.5 | 42.4 | 33.2 | 43.1 | YES | Jet Engine | Kerosene | Natural Gas |  | 4.9 |  | 1.2029 | 1274 | 0.001274 | 0.024547 | 10379 | 139000 | 365878.4173 | 9146960.4317 | 4148.9964 | 174257.8486
R1628 | NRG Power Marketing LLC | Astoria GT 2-3 | J | 24096 | Queens | Queens | NY | 1970-06-01 | 46.5 | 41.2 | 35.9 | 45 | YES | Jet Engine | Kerosene | Natural Gas |  | 2.4 |  | 0.58919 | 624 | 0.000624 | 0.024547 | 10379 | 139000 | 179205.7554 | 4480143.8849 | 2032.1615 | 85350.783
R1629 | NRG Power Marketing LLC | Astoria GT 2-4 | J | 24097 | Queens | Queens | NY | 1970-06-01 | 46.5 | 41 | 34.7 | 45 | YES | Jet Engine | Kerosene | Natural Gas |  | 3.6 |  | 0.88378 | 936 | 0.000936 | 0.024547 | 10379 | 139000 | 268808.6331 | 6720215.8273 | 3048.2422 | 128026.1745
R1630 | NRG Power Marketing LLC | Astoria GT 3-1 | J | 24098 | Queens | Queens | NY | 1970-06-01 | 46.5 | 41.2 | 33.7 | 43.6 | YES | Jet Engine | Kerosene | Natural Gas |  | 5.9 |  | 1.4484 | 1534 | 0.001534 | 0.024547 | 10379 | 139000 | 440547.482 | 11013687.0504 | 4995.7304 | 209820.6748
R1631 | NRG Power Marketing LLC | Astoria GT 3-2 | J | 24099 | Queens | Queens | NY | 1970-06-01 | 46.5 | 43.5 | 35.2 | 45 | YES | Jet Engine | Kerosene | Natural Gas |  | 4.6 |  | 1.1293 | 1196 | 0.001196 | 0.024547 | 10379 | 139000 | 343477.6978 | 8586942.446 | 3894.9762 | 163589.0007
R1632 | NRG Power Marketing LLC | Astoria GT 3-3 | J | 24100 | Queens | Queens | NY | 1970-06-01 | 46.5 | 43 | 33.6 | 43.8 | YES | Jet Engine | Kerosene | Natural Gas |  | 2.8 |  | 0.68739 | 728 | 0.000728 | 0.024547 | 10379 | 139000 | 209073.3813 | 5226834.5324 | 2370.8551 | 99575.9135
R1633 | NRG Power Marketing LLC | Astoria GT 3-4 | J | 24101 | Queens | Queens | NY | 1970-06-01 | 46.5 | 43 | 36.5 | 45 | YES | Jet Engine | Kerosene | Natural Gas |  | 2.6 |  | 0.63829 | 676 | 0.000676 | 0.024547 | 10379 | 139000 | 194139.5683 | 4853489.2086 | 2201.5083 | 92463.3482
R1634 | NRG Power Marketing LLC | Astoria GT 4-1 | J | 24102 | Queens | Queens | NY | 1970-07-01 | 46.5 | 42.6 | 34 | 43.9 | YES | Jet Engine | Kerosene | Natural Gas |  | 4.2 |  | 1.0311 | 1092 | 0.001092 | 0.024547 | 10379 | 139000 | 313610.0719 | 7840251.7986 | 3556.2826 | 149363.8702
R1635 | NRG Power Marketing LLC | Astoria GT 4-2 | J | 24103 | Queens | Queens | NY | 1970-07-01 | 46.5 | 41.4 | 34.1 | 43.4 | YES | Jet Engine | Kerosene | Natural Gas |  | 4.5 |  | 1.1047 | 1170 | 0.00117 | 0.024547 | 10379 | 139000 | 336010.7914 | 8400269.7842 | 3810.3028 | 160032.7181
R1636 | NRG Power Marketing LLC | Astoria GT 4-3 | J | 24104 | Queens | Queens | NY | 1970-07-01 | 46.5 | 41.1 | 34 | 43.1 | YES | Jet Engine | Kerosene | Natural Gas |  | 5.1 |  | 1.252 | 1326 | 0.001326 | 0.024547 | 10379 | 139000 | 380812.2302 | 9520305.7554 | 4318.3432 | 181370.4138
R1637 | NRG Power Marketing LLC | Astoria GT 4-4 | J | 24105 | Queens | Queens | NY | 1970-07-01 | 46.5 | 42.8 | 32.5 | 42 | YES | Jet Engine | Kerosene | Natural Gas |  | 3.6 |  | 0.88378 | 936 | 0.000936 | 0.024547 | 10379 | 139000 | 268808.6331 | 6720215.8273 | 3048.2422 | 128026.1745
R1690 | TC Ravenswood, LLC | Ravenswood 09 | J | 24257 | Queens | Queens | NY | 1970-07-01 | 25 | 21.7 | 16.3 | 21.9 | YES | Jet Engine | Kerosene | Natural Gas |  | 2.1 |  | 0.9589 | 546 | 0.000546 | 0.024547 | 10379 | 139000 | 156805.036 | 3920125.8993 | 1778.1413 | 74681.9351
R1691 | TC Ravenswood, LLC | Ravenswood 10 | J | 24258 | Queens | Queens | NY | 1970-08-01 | 25 | 21.2 | 17.9 | 22.7 | YES | Jet Engine | Kerosene | Natural Gas |  | 2.4 |  | 1.0959 | 624 | 0.000624 | 0.024547 | 10379 | 139000 | 179205.7554 | 4480143.8849 | 2032.1615 | 85350.783
R1692 | TC Ravenswood, LLC | Ravenswood 11 | J | 24259 | Queens | Queens | NY | 1970-08-01 | 25 | 20.2 | 16.8 | 22.2 | YES | Jet Engine | Kerosene | Natural Gas |  | 2 |  | 0.91324 | 520 | 0.00052 | 0.024547 | 10379 | 139000 | 149338.1295 | 3733453.2374 | 1693.4679 | 71125.6525
Totals | [8 empty] | 1209.8 | [11 empty] | 37726 | 0.037726

## Conventional Hydro
Line No. | Billing Org | Station Unit | Zone | PTID | Town | Cnty | St | MM-DD-YYYY | Nameplate MW | CRIS SUM MW | CAPABILITY SUM MW | CAPABILITY WIN MW | DUAL | Unit Type | Fuel Type 1 | Fuel Type 2 | Fuel Type 3 | 2016 GWh | Notes | Capacity % | CO2 Emissions MTCO2 | CO2 Emissions MMTCO2
R1070 | Boralex Hydro Operations Inc | Fourth Branch | F | 23824 | Waterford | Saratoga | NY | 1987-12-01 | 3.3 | 3.5 | 3.3 | 3.3 |  | Conventional Hydro | Water |  |  | 14.7 |  | 50.851 | 147 | 0.000147
R1071 | Boralex Hydro Operations Inc | NYS Dam | F | 23527 | Waterford | Saratoga | NY | 1990-12-01 | 11.4 | 11.3 | 11.4 | 11.4 |  | Conventional Hydro | Water |  |  | 42.7 |  | 42.7582 | 427 | 0.000427
R1072 | Boralex Hydro Operations Inc | Sissonville | E | 23735 | Potsdam | St Lawrence | NY | 1990-08-01 | 3.1 | 3 | 3.1 | 3.1 |  | Conventional Hydro | Water |  |  | 11.6 |  | 42.7162 | 116 | 0.000116
R1073 | Boralex Hydro Operations Inc | Warrensburg | F | 23737 | Warrensburg | Warren | NY | 1988-12-01 | 2.9 | 3 | 2.9 | 2.9 |  | Conventional Hydro | Water |  |  | 9.2 |  | 36.2148 | 92 | 9.2e-05
R1087 | Central Hudson Gas & Elec. Corp. | Dashville 1 | G | 23610 | Rifton | Ulster | NY | 1920-01-01 | 2.4 | 2.7 | 0 | 0 |  | Conventional Hydro | Water
R1088 | Central Hudson Gas & Elec. Corp. | Dashville 2 | G | 23610 | Rifton | Ulster | NY | 1920-01-01 | 2.4 | 2.7 | 0 | 0 |  | Conventional Hydro | Water
R1090 | Central Hudson Gas & Elec. Corp. | High Falls | G | 23754 | Marbletown | Ulster | NY | 1986-12-01 | 3.2 | 3 | 0 | 0 |  | Conventional Hydro | Water
R1091 | Central Hudson Gas & Elec. Corp. | Millpond | G | 5004 | Catskill | Greene | NY | 1993-12-01 | 0.9 |  | 0 | 0 |  | Conventional Hydro | Water
R1092 | Central Hudson Gas & Elec. Corp. | Montgomery West | G | 5005 | Montgomery | Orange | NY | 1985-11-01 | 0.2 |  | 0 | 0 |  | Conventional Hydro | Water
R1093 | Central Hudson Gas & Elec. Corp. | Salisbury Mills | G | 5006 | Salisbury Mills | Orange | NY | 1986-12-01 | 0.5 |  | 0 | 0 |  | Conventional Hydro | Water
R1095 | Central Hudson Gas & Elec. Corp. | Sturgeon 1 | G | 23609 | Rifton | Ulster | NY | 1924-01-01 | 4.8 | 5 | 0 | 0 |  | Conventional Hydro | Water
R1096 | Central Hudson Gas & Elec. Corp. | Sturgeon 2 | G | 23609 | Rifton | Ulster | NY | 1924-01-01 | 4.8 | 5.8 | 0 | 0 |  | Conventional Hydro | Water
R1097 | Central Hudson Gas & Elec. Corp. | Sturgeon 3 | G | 23609 | Rifton | Ulster | NY | 1924-01-01 | 4.8 | 5 | 0 | 0 |  | Conventional Hydro | Water
R1098 | Central Hudson Gas & Elec. Corp. | Wallkill | G | 5007 | Shwangunk | Ulster | NY | 1986-12-01 | 0.5 |  | 0 | 0 |  | Conventional Hydro | Water
R1099 | Central Hudson Gas & Elec. Corp. | Wappingers Falls | G | 23765 | Wappingers Falls | Dutchess | NY | 1988-12-01 | 2 | 2 | 2 | 2 |  | Conventional Hydro | Water |  |  | 5.5 |  | 31.3927 | 55 | 5.5e-05
R1100 | CHI Energy Inc | Goodyear Lake | E | 323669 | Milford | Otsego | NY | 1980-07-01 | 1.4 | 1.4 | 0 | 0 |  | Conventional Hydro | Water |  |  | 4.5 |  | 36.6928 | 45 | 4.5e-05
R1119 | Consolidated Hydro New York, Inc. | Groveville Hydro | G | 323602 | Beacon | Dutchess | NY | 1983-12-01 | 0.9 | 0.9 | 0 | 0 |  | Conventional Hydro | Water |  |  | 1.1 |  | 13.9523 | 11 | 1.1e-05
R1120 | Consolidated Hydro New York, Inc. | Walden Hydro | G | 24148 | Walden | Orange | NY | 1983-12-01 | 2.4 |  | 0 | 0 |  | Conventional Hydro | Water |  |  | 2.4 |  | 11.4155 | 24 | 2.4e-05
R1128 | Eagle Creek Hydro Power, LLC | Mongaup 1 | G | 23641 | Forestburg | Sullivan | NY | 1923-07-01 | 1 | 0.9 | 1 | 1 |  | Conventional Hydro | Water |  |  | 5.5 | ( G ) | 62.7854 | 55 | 5.5e-05
R1129 | Eagle Creek Hydro Power, LLC | Mongaup 2 | G | 23641 | Forestburg | Sullivan | NY | 1923-07-01 | 1 | 1 | 1 | 1 |  | Conventional Hydro | Water
R1130 | Eagle Creek Hydro Power, LLC | Mongaup 3 | G | 23641 | Forestburg | Sullivan | NY | 1923-07-01 | 1 | 1 | 1 | 1 |  | Conventional Hydro | Water
R1131 | Eagle Creek Hydro Power, LLC | Mongaup 4 | G | 23641 | Forestburg | Sullivan | NY | 1926-01-01 | 1 | 1 | 1 | 1 |  | Conventional Hydro | Water
R1132 | Eagle Creek Hydro Power, LLC | Rio | G | 23641 | Glen Spey | Sullivan | NY | 1927-12-01 | 10.8 | 10.8 | 10.5 | 10.6 |  | Conventional Hydro | Water |  |  | 14.8 |  | 15.6435 | 148 | 0.000148
R1133 | Eagle Creek Hydro Power, LLC | Swinging Bridge 2 | G | 23641 | Forestburg | Sullivan | NY | 1930-02-01 | 7 | 7.9 | 6.8 | 7 |  | Conventional Hydro | Water |  |  | 5.7 |  | 9.2955 | 57 | 5.7e-05
R1135 | EDF Energy Services, LLC | Glen Park Hydro | E | 23778 | Glen Park | Jefferson | NY | 1986-01-01 | 44 | 40.4 | 32.6 | 32.6 |  | Conventional Hydro | Water |  |  | 126.2 |  | 32.7418 | 1262 | 0.001262
R1141 | Erie Blvd. Hydro - Beaver River | Belfort 1 | E | 24048 | Belfort | Lewis | NY | 1903-01-01 | 0.4 | 0.4 | 0.4 | 0.4 |  | Conventional Hydro | Water |  |  | 1.2 |  | 34.2466 | 12 | 1.2e-05
R1142 | Erie Blvd. Hydro - Beaver River | Belfort 2 | E | 24048 | Belfort | Lewis | NY | 1915-01-01 | 0.64 | 0.6 | 0.6 | 0.6 |  | Conventional Hydro | Water |  |  | 2.7 |  | 48.1592 | 27 | 2.7e-05
R1143 | Erie Blvd. Hydro - Beaver River | Belfort 3 | E | 24048 | Belfort | Lewis | NY | 1918-01-01 | 1 | 1 | 1 | 1 |  | Conventional Hydro | Water |  |  | 7 |  | 79.9087 | 70 | 7e-05
R1144 | Erie Blvd. Hydro - Beaver River | Eagle 1 | E | 24048 | Watson | Lewis | NY | 1914-01-01 | 1.3 | 1.2 | 1.3 | 1.3 |  | Conventional Hydro | Water |  |  | 6.1 |  | 53.5652 | 61 | 6.1e-05
R1145 | Erie Blvd. Hydro - Beaver River | Eagle 2 | E | 24048 | Watson | Lewis | NY | 1915-01-01 | 1.35 | 1.3 | 1.4 | 1.4 |  | Conventional Hydro | Water |  |  | 4.6 |  | 38.8973 | 46 | 4.6e-05
R1146 | Erie Blvd. Hydro - Beaver River | Eagle 3 | E | 24048 | Watson | Lewis | NY | 1919-01-01 | 1.35 | 1.3 | 1.4 | 1.4 |  | Conventional Hydro | Water |  |  | 4.7 |  | 39.7429 | 47 | 4.7e-05
R1147 | Erie Blvd. Hydro - Beaver River | Eagle 4 | E | 24048 | Watson | Lewis | NY | 1925-01-01 | 2.05 | 2 | 2.1 | 2.1 |  | Conventional Hydro | Water |  |  | 14.2 |  | 79.0734 | 142 | 0.000142
R1148 | Erie Blvd. Hydro - Beaver River | Effley 1 | E | 24048 | Belfort | Lewis | NY | 1902-01-01 | 0.4 | 0.3 | 0.4 | 0.4 |  | Conventional Hydro | Water |  |  | 1.4 |  | 39.9543 | 14 | 1.4e-05
R1149 | Erie Blvd. Hydro - Beaver River | Effley 2 | E | 24048 | Belfort | Lewis | NY | 1907-01-01 | 0.4 | 0.3 | 0.4 | 0.4 |  | Conventional Hydro | Water |  |  | 1.7 |  | 48.516 | 17 | 1.7e-05
R1150 | Erie Blvd. Hydro - Beaver River | Effley 3 | E | 24048 | Belfort | Lewis | NY | 1910-01-01 | 0.6 | 0.5 | 0.6 | 0.6 |  | Conventional Hydro | Water |  |  | 2.6 |  | 49.4673 | 26 | 2.6e-05
R1151 | Erie Blvd. Hydro - Beaver River | Effley 4 | E | 24048 | Belfort | Lewis | NY | 1923-01-01 | 1.56 | 1.5 | 1.6 | 1.6 |  | Conventional Hydro | Water |  |  | 8.2 |  | 60.0047 | 82 | 8.2e-05
R1152 | Erie Blvd. Hydro - Beaver River | Elmer 1 | E | 24048 | Belfort | Lewis | NY | 1916-01-01 | 0.75 | 0.9 | 0.8 | 0.8 |  | Conventional Hydro | Water |  |  | 5.4 |  | 82.1918 | 54 | 5.4e-05
R1153 | Erie Blvd. Hydro - Beaver River | Elmer 2 | E | 24048 | Belfort | Lewis | NY | 1916-01-01 | 0.75 | 0.9 | 0.8 | 0.8 |  | Conventional Hydro | Water |  |  | 4.9 |  | 74.5814 | 49 | 4.9e-05
R1154 | Erie Blvd. Hydro - Beaver River | High Falls 1 | E | 24048 | Indian River | Lewis | NY | 1925-01-01 | 1.6 | 1.9 | 1.6 | 1.6 |  | Conventional Hydro | Water |  |  | 6.9 |  | 49.2295 | 69 | 6.9e-05
R1155 | Erie Blvd. Hydro - Beaver River | High Falls 2 | E | 24048 | Indian River | Lewis | NY | 1925-01-01 | 1.6 | 1.9 | 1.6 | 1.6 |  | Conventional Hydro | Water |  |  | 9.1 |  | 64.9258 | 91 | 9.1e-05
R1156 | Erie Blvd. Hydro - Beaver River | High Falls 3 | E | 24048 | Indian River | Lewis | NY | 1925-01-01 | 1.6 | 1.9 | 1.6 | 1.6 |  | Conventional Hydro | Water |  |  | 11.7 |  | 83.476 | 117 | 0.000117
R1157 | Erie Blvd. Hydro - Beaver River | Moshier 1 | E | 24048 | Belfort | Herkimer | NY | 1929-01-01 | 4 | 4 | 4 | 4 |  | Conventional Hydro | Water |  |  | 27.5 |  | 78.4817 | 275 | 0.000275
R1158 | Erie Blvd. Hydro - Beaver River | Moshier 2 | E | 24048 | Belfort | Herkimer | NY | 1929-01-01 | 4 | 4 | 4 | 4 |  | Conventional Hydro | Water |  |  | 7.5 |  | 21.4041 | 75 | 7.5e-05
R1159 | Erie Blvd. Hydro - Beaver River | Soft Maple 1 | E | 24048 | Croghan | Lewis | NY | 1925-01-01 | 7.5 | 8 | 7.5 | 7.5 |  | Conventional Hydro | Water |  |  | 24.4 |  | 37.1385 | 244 | 0.000244
R1160 | Erie Blvd. Hydro - Beaver River | Soft Maple 2 | E | 24048 | Croghan | Lewis | NY | 1925-01-01 | 7.5 | 8 | 7.5 | 7.5 |  | Conventional Hydro | Water |  |  | 9.2 |  | 14.003 | 92 | 9.2e-05
R1161 | Erie Blvd. Hydro - Beaver River | Taylorville 1 | E | 24048 | Belfort | Lewis | NY | 1913-01-01 | 1.1 | 1 | 1.1 | 1.1 |  | Conventional Hydro | Water |  |  | 5.6 |  | 58.1154 | 56 | 5.6e-05
R1162 | Erie Blvd. Hydro - Beaver River | Taylorville 2 | E | 24048 | Belfort | Lewis | NY | 1913-01-01 | 1.1 | 1 | 1.1 | 1.1 |  | Conventional Hydro | Water |  |  | 4.5 |  | 46.6999 | 45 | 4.5e-05
R1163 | Erie Blvd. Hydro - Beaver River | Taylorville 3 | E | 24048 | Belfort | Lewis | NY | 1913-01-01 | 1.1 | 1 | 1.1 | 1.1 |  | Conventional Hydro | Water |  |  | 4 |  | 41.511 | 40 | 4e-05
R1164 | Erie Blvd. Hydro - Beaver River | Taylorville 4 | E | 24048 | Belfort | Lewis | NY | 1927-01-01 | 1.2 | 1.1 | 1.2 | 1.2 |  | Conventional Hydro | Water |  |  | 7.3 |  | 69.4444 | 73 | 7.3e-05
R1165 | Erie Blvd. Hydro - Black River | Beebee Island 1 | E | 24047 | Watertown | Jefferson | NY | 1963-01-01 | 4 | 4.4 | 4 | 4 |  | Conventional Hydro | Water |  |  | 12.4 |  | 35.3881 | 124 | 0.000124
R1166 | Erie Blvd. Hydro - Black River | Beebee Island 2 | E | 24047 | Watertown | Jefferson | NY | 1968-01-01 | 4 | 4.4 | 4 | 4 |  | Conventional Hydro | Water |  |  | 25.1 |  | 71.6324 | 251 | 0.000251
R1167 | Erie Blvd. Hydro - Black River | Black River 1 | E | 24047 | Black River | Jefferson | NY | 1920-01-01 | 2 | 2.3 | 2 | 2 |  | Conventional Hydro | Water |  |  | 6.8 |  | 38.8128 | 68 | 6.8e-05
R1168 | Erie Blvd. Hydro - Black River | Black River 2 | E | 24047 | Black River | Jefferson | NY | 1920-01-01 | 2 | 2.3 | 2 | 2 |  | Conventional Hydro | Water |  |  | 12.9 |  | 73.6301 | 129 | 0.000129
R1169 | Erie Blvd. Hydro - Black River | Black River 3 | E | 24047 | Black River | Jefferson | NY | 1920-01-01 | 2 | 2.3 | 2 | 2 |  | Conventional Hydro | Water |  |  | 3.5 |  | 19.9772 | 35 | 3.5e-05
R1170 | Erie Blvd. Hydro - Black River | Deferiet 1 | E | 24047 | Deferiet | Jefferson | NY | 1925-01-01 | 3.6 | 3.7 | 3.6 | 3.6 |  | Conventional Hydro | Water |  |  | 14.1 |  | 44.7108 | 141 | 0.000141
R1171 | Erie Blvd. Hydro - Black River | Deferiet 2 | E | 24047 | Deferiet | Jefferson | NY | 1925-01-01 | 3.6 | 3.7 | 3.6 | 3.6 |  | Conventional Hydro | Water |  |  | 23.5 |  | 74.518 | 235 | 0.000235
R1172 | Erie Blvd. Hydro - Black River | Deferiet 3 | E | 24047 | Deferiet | Jefferson | NY | 1925-01-01 | 3.6 | 3.7 | 3.6 | 3.6 |  | Conventional Hydro | Water |  |  | 7.7 |  | 24.4165 | 77 | 7.7e-05
R1173 | Erie Blvd. Hydro - Black River | Herrings 1 | E | 24047 | Herrings | Jefferson | NY | 1924-01-01 | 1.8 | 1.8 | 1.8 | 1.8 |  | Conventional Hydro | Water |  |  | 5.2 |  | 32.9782 | 52 | 5.2e-05
R1174 | Erie Blvd. Hydro - Black River | Herrings 2 | E | 24047 | Herrings | Jefferson | NY | 1924-01-01 | 1.8 | 1.8 | 1.8 | 1.8 |  | Conventional Hydro | Water |  |  | 8.5 |  | 53.9066 | 85 | 8.5e-05
R1175 | Erie Blvd. Hydro - Black River | Herrings 3 | E | 24047 | Herrings | Jefferson | NY | 1924-01-01 | 1.8 | 1.8 | 1.8 | 1.8 |  | Conventional Hydro | Water |  |  | 2.1 |  | 13.3181 | 21 | 2.1e-05
R1176 | Erie Blvd. Hydro - Black River | Kamargo 1 | E | 24047 | Black River | Jefferson | NY | 1921-01-01 | 1.8 | 1.8 | 1.8 | 1.8 |  | Conventional Hydro | Water |  |  | 5.9 |  | 37.4176 | 59 | 5.9e-05
R1177 | Erie Blvd. Hydro - Black River | Kamargo 2 | E | 24047 | Black River | Jefferson | NY | 1921-01-01 | 1.8 | 1.8 | 1.8 | 1.8 |  | Conventional Hydro | Water |  |  | 8.5 |  | 53.9066 | 85 | 8.5e-05
R1178 | Erie Blvd. Hydro - Black River | Kamargo 3 | E | 24047 | Black River | Jefferson | NY | 1921-01-01 | 1.8 | 1.8 | 1.8 | 1.8 |  | Conventional Hydro | Water |  |  | 2.5 |  | 15.8549 | 25 | 2.5e-05
R1179 | Erie Blvd. Hydro - Black River | Sewalls 1 | E | 24047 | Watertown | Jefferson | NY | 1925-01-01 | 1 | 1.1 | 1 | 1 |  | Conventional Hydro | Water |  |  | 5.4 |  | 61.6438 | 54 | 5.4e-05
R1180 | Erie Blvd. Hydro - Black River | Sewalls 2 | E | 24047 | Watertown | Jefferson | NY | 1925-01-01 | 1 | 1.1 | 1 | 1 |  | Conventional Hydro | Water |  |  | 4.4 |  | 50.2283 | 44 | 4.4e-05
R1181 | Erie Blvd. Hydro - East Canada Capital | Beardslee 1 | F | 24051 | Little Falls | Herkimer | NY | 1924-01-01 | 10 | 9.5 | 10 | 10 |  | Conventional Hydro | Water |  |  | 18.1 |  | 20.6621 | 181 | 0.000181
R1182 | Erie Blvd. Hydro - East Canada Capital | Beardslee 2 | F | 24051 | Little Falls | Herkimer | NY | 1924-01-01 | 10 | 9.5 | 10 | 10 |  | Conventional Hydro | Water |  |  | 26.9 |  | 30.7078 | 269 | 0.000269
R1183 | Erie Blvd. Hydro - East Canada Capital | Ephratah 1 | F | 24051 | Caroga Lake | Fulton | NY | 1920-01-01 | 1.35 | 0.7 | 1.4 | 1.4 |  | Conventional Hydro | Water |  |  | 0.8 |  | 6.7648 | 8 | 8e-06
R1184 | Erie Blvd. Hydro - East Canada Capital | Ephratah 2 | F | 24051 | Caroga Lake | Fulton | NY | 1911-01-01 | 1.2 | 0.6 | 1.2 | 1.2 |  | Conventional Hydro | Water |  |  | 4.2 |  | 39.9543 | 42 | 4.2e-05
R1185 | Erie Blvd. Hydro - East Canada Capital | Ephratah 3 | F | 24051 | Caroga Lake | Fulton | NY | 1911-01-01 | 1.3 |  | 0 | 0 |  | Conventional Hydro | Water |  |  | 1.5 |  | 13.1718 | 15 | 1.5e-05
R1186 | Erie Blvd. Hydro - East Canada Capital | Ephratah 4 | F | 24051 | Caroga Lake | Fulton | NY | 1911-01-01 | 1.3 | 0.7 | 1.3 | 1.3 |  | Conventional Hydro | Water |  |  | 4.4 |  | 38.6372 | 44 | 4.4e-05
R1187 | Erie Blvd. Hydro - East Canada Mohawk | Inghams 1 | E | 24050 | Little Falls | Herkimer | NY | 1912-01-01 | 3.2 | 3.5 | 3.2 | 3.2 |  | Conventional Hydro | Water |  |  | 7.8 |  | 27.8253 | 78 | 7.8e-05
R1188 | Erie Blvd. Hydro - East Canada Mohawk | Inghams 2 | E | 24050 | Little Falls | Herkimer | NY | 1912-01-01 | 3.2 | 3.5 | 3.2 | 3.2 |  | Conventional Hydro | Water |  |  | 10.4 |  | 37.1005 | 104 | 0.000104
R1189 | Erie Blvd. Hydro - Lower Hudson | Johnsonville 1 | F | 24059 | Johnsonville | Rensselaer | NY | 1909-01-01 | 1.2 | 1.3 | 1.2 | 1.2 |  | Conventional Hydro | Water |  |  | 0.6 |  | 5.7078 | 6 | 6e-06
R1190 | Erie Blvd. Hydro - Lower Hudson | Johnsonville 2 | F | 24059 | Johnsonville | Rensselaer | NY | 1909-01-01 | 1.2 | 1.3 | 1.2 | 1.2 |  | Conventional Hydro | Water |  |  | 4.1 |  | 39.003 | 41 | 4.1e-05
R1191 | Erie Blvd. Hydro - Lower Hudson | Schaghticoke 1 | F | 24059 | Schaghticoke | Rensselaer | NY | 1908-01-01 | 3.275 | 4.1 | 3.3 | 3.3 |  | Conventional Hydro | Water |  |  | 8.4 |  | 29.2795 | 84 | 8.4e-05
R1192 | Erie Blvd. Hydro - Lower Hudson | Schaghticoke 2 | F | 24059 | Schaghticoke | Rensselaer | NY | 1908-01-01 | 3.275 | 4.1 | 3.3 | 3.3 |  | Conventional Hydro | Water |  |  | 9.9 |  | 34.508 | 99 | 9.9e-05
R1193 | Erie Blvd. Hydro - Lower Hudson | Schaghticoke 3 | F | 24059 | Schaghticoke | Rensselaer | NY | 1908-01-01 | 3.275 | 4.1 | 3.3 | 3.3 |  | Conventional Hydro | Water |  |  | 14.4 |  | 50.1935 | 144 | 0.000144
R1194 | Erie Blvd. Hydro - Lower Hudson | Schaghticoke 4 | F | 24059 | Schaghticoke | Rensselaer | NY | 1908-01-01 | 3.275 | 4.1 | 3.3 | 3.3 |  | Conventional Hydro | Water |  |  | 3.1 |  | 10.8055 | 31 | 3.1e-05
R1195 | Erie Blvd. Hydro - Lower Hudson | School Street 1 | F | 24059 | Cohoes | Albany | NY | 1974-01-01 | 7.2 | 6.9 | 7.2 | 7.2 |  | Conventional Hydro | Water |  |  | 36.7 |  | 58.1875 | 367 | 0.000367
R1196 | Erie Blvd. Hydro - Lower Hudson | School Street 2 | F | 24059 | Cohoes | Albany | NY | 1915-01-01 | 7.2 | 6.9 | 7.2 | 7.2 |  | Conventional Hydro | Water |  |  | 18.2 |  | 28.8559 | 182 | 0.000182
R1197 | Erie Blvd. Hydro - Lower Hudson | School Street 3 | F | 24059 | Cohoes | Albany | NY | 1915-01-01 | 7.2 | 6.9 | 7.2 | 7.2 |  | Conventional Hydro | Water |  |  | 28.7 |  | 45.5036 | 287 | 0.000287
R1198 | Erie Blvd. Hydro - Lower Hudson | School Street 4 | F | 24059 | Cohoes | Albany | NY | 1922-01-01 | 7.2 | 6.9 | 7.2 | 7.2 |  | Conventional Hydro | Water |  |  | 23.7 |  | 37.5761 | 237 | 0.000237
R1199 | Erie Blvd. Hydro - Lower Hudson | School Street 5 | F | 24059 | Cohoes | Albany | NY | 1924-01-01 | 10 | 9.6 | 10 | 10 |  | Conventional Hydro | Water |  |  | 21.6 |  | 24.6575 | 216 | 0.000216
R1200 | Erie Blvd. Hydro - Lower Hudson | Schuylerville | F | 24059 | Schuylerville | Saratoga | NY | 1919-01-01 | 1.2 | 1.5 | 1.2 | 1.2 |  | Conventional Hydro | Water |  |  | 6.2 |  | 58.9802 | 62 | 6.2e-05
R1201 | Erie Blvd. Hydro - Lower Raquette | Colton 1 | E | 24057 | Colton | St Lawrence | NY | 1962-01-01 | 10 | 10 | 10 | 10 |  | Conventional Hydro | Water |  |  | 60.1 |  | 68.6073 | 601 | 0.000601
R1202 | Erie Blvd. Hydro - Lower Raquette | Colton 2 | E | 24057 | Colton | St Lawrence | NY | 1918-01-01 | 10 | 10 | 10 | 10 |  | Conventional Hydro | Water |  |  | 52.3 |  | 59.7032 | 523 | 0.000523
R1203 | Erie Blvd. Hydro - Lower Raquette | Colton 3 | E | 24057 | Colton | St Lawrence | NY | 1928-01-01 | 10 | 10 | 10 | 10 |  | Conventional Hydro | Water |  |  | 61.1 |  | 69.7489 | 611 | 0.000611
R1204 | Erie Blvd. Hydro - Lower Raquette | East Norfolk | E | 24057 | East Norfolk | St Lawrence | NY | 1928-01-01 | 3.6 | 4 | 3 | 3.5 |  | Conventional Hydro | Water |  |  | 20.7 |  | 65.6393 | 207 | 0.000207
R1205 | Erie Blvd. Hydro - Lower Raquette | Hannawa Falls 1 | E | 24057 | Hannawa Falls | St Lawrence | NY | 1914-01-01 | 3.6 | 3.7 | 3.6 | 3.6 |  | Conventional Hydro | Water |  |  | 27.9 |  | 88.4703 | 279 | 0.000279
R1206 | Erie Blvd. Hydro - Lower Raquette | Hannawa Falls 2 | E | 24057 | Hannawa Falls | St Lawrence | NY | 1920-01-01 | 3.6 | 3.7 | 3.6 | 3.6 |  | Conventional Hydro | Water |  |  | 18.3 |  | 58.0289 | 183 | 0.000183
R1207 | Erie Blvd. Hydro - Lower Raquette | Higley 1 | E | 24057 | Colton | St Lawrence | NY | 1913-01-01 | 1.2 | 1.1 | 1.2 | 1.2 |  | Conventional Hydro | Water |  |  | 8.1 |  | 77.0548 | 81 | 8.1e-05
R1208 | Erie Blvd. Hydro - Lower Raquette | Higley 2 | E | 24057 | Colton | St Lawrence | NY | 1913-01-01 | 1.2 | 1.1 | 1.2 | 1.2 |  | Conventional Hydro | Water |  |  | 8.7 |  | 82.7626 | 87 | 8.7e-05
R1209 | Erie Blvd. Hydro - Lower Raquette | Higley 3 | E | 24057 | Colton | St Lawrence | NY | 1943-01-01 | 2.08 | 2 | 2.1 | 2.1 |  | Conventional Hydro | Water |  |  | 9.4 |  | 51.5894 | 94 | 9.4e-05
R1210 | Erie Blvd. Hydro - Lower Raquette | Higley 4 | E | 24057 | Colton | St Lawrence | NY | 1943-01-01 | 2.08 | 2 | 2.1 | 2.1 |  | Conventional Hydro | Water |  |  | 6.6 |  | 36.2223 | 66 | 6.6e-05
R1211 | Erie Blvd. Hydro - Lower Raquette | Norfolk | E | 24057 | Norfolk | St Lawrence | NY | 1928-01-01 | 4.5 | 4.8 | 4.5 | 4.5 |  | Conventional Hydro | Water |  |  | 17.8 |  | 45.1547 | 178 | 0.000178
R1212 | Erie Blvd. Hydro - Lower Raquette | Norwood | E | 24057 | Norwood | St Lawrence | NY | 1928-01-01 | 2 | 2.2 | 2 | 2 |  | Conventional Hydro | Water |  |  | 12.1 |  | 69.0639 | 121 | 0.000121
R1213 | Erie Blvd. Hydro - Lower Raquette | Raymondville | E | 24057 | Raymondville | St Lawrence | NY | 1928-01-01 | 2 | 2.1 | 2 | 2 |  | Conventional Hydro | Water |  |  | 9.9 |  | 56.5068 | 99 | 9.9e-05
R1214 | Erie Blvd. Hydro - Lower Raquette | Sugar Island 1 | E | 24057 | Potsdam | St Lawrence | NY | 1924-01-01 | 2.5 | 2.1 | 2.6 | 2.6 |  | Conventional Hydro | Water |  |  | 9.4 |  | 42.9224 | 94 | 9.4e-05
R1215 | Erie Blvd. Hydro - Lower Raquette | Sugar Island 2 | E | 24057 | Potsdam | St Lawrence | NY | 1924-01-01 | 2.5 | 2 | 2.4 | 2.4 |  | Conventional Hydro | Water |  |  | 14.5 |  | 66.21 | 145 | 0.000145
R1216 | Erie Blvd. Hydro - Lower Raquette | Yaleville 1 | E | 24057 | Norwood | St Lawrence | NY | 1940-01-01 | 0.5 | 0.2 | 0.5 | 0.5 |  | Conventional Hydro | Water |  |  | 1.7 |  | 38.8128 | 17 | 1.7e-05
R1217 | Erie Blvd. Hydro - Lower Raquette | Yaleville 2 | E | 24057 | Norwood | St Lawrence | NY | 1940-01-01 | 0.225 | 0.3 | 0.7 | 0.2 |  | Conventional Hydro | Water |  |  | 1 |  | 50.7357 | 10 | 1e-05
R1218 | Erie Blvd. Hydro - North Salmon | Allens Falls | D | 24042 | Allens Falls | St Lawrence | NY | 1927-01-01 | 4.4 | 5 | 4.4 | 4.4 |  | Conventional Hydro | Water |  |  | 20.2 |  | 52.4076 | 202 | 0.000202
R1219 | Erie Blvd. Hydro - North Salmon | Chasm 1 | D | 24042 | Chateaugay | Franklin | NY | 1913-01-01 | 1 | 1.1 | 1 | 1 |  | Conventional Hydro | Water |  |  | 6.9 |  | 78.7671 | 69 | 6.9e-05
R1220 | Erie Blvd. Hydro - North Salmon | Chasm 2 | D | 24042 | Chateaugay | Franklin | NY | 1913-01-01 | 1 | 1.1 | 1 | 1 |  | Conventional Hydro | Water |  |  | 4 |  | 45.6621 | 40 | 4e-05
R1221 | Erie Blvd. Hydro - North Salmon | Chasm 3 | D | 24042 | Chateaugay | Franklin | NY | 1926-01-01 | 1.35 | 1.6 | 1.4 | 1.4 |  | Conventional Hydro | Water |  |  | 8.1 |  | 68.4932 | 81 | 8.1e-05
R1222 | Erie Blvd. Hydro - North Salmon | Franklin 1 | D | 24042 | Franklin | Franklin | NY | 1911-01-01 | 1.135 | 1.1 | 1.1 | 1.1 |  | Conventional Hydro | Water |  |  | 5.3 |  | 53.306 | 53 | 5.3e-05
R1223 | Erie Blvd. Hydro - North Salmon | Franklin 2 | D | 24042 | Franklin | Franklin | NY | 1926-01-01 | 1.135 | 1.1 | 1.1 | 1.1 |  | Conventional Hydro | Water |  |  | 3.1 |  | 31.179 | 31 | 3.1e-05
R1224 | Erie Blvd. Hydro - North Salmon | Macomb | D | 24042 | Malone | Franklin | NY | 1940-01-01 | 1 | 0.9 | 1 | 1 |  | Conventional Hydro | Water |  |  | 5.7 |  | 65.0685 | 57 | 5.7e-05
R1225 | Erie Blvd. Hydro - North Salmon | Parishville | D | 24042 | Parishville | St Lawrence | NY | 1925-01-01 | 2.4 | 2.3 | 2.4 | 2.4 |  | Conventional Hydro | Water |  |  | 12.7 |  | 60.4072 | 127 | 0.000127
R1226 | Erie Blvd. Hydro - North Salmon | Piercefield 1 | D | 24042 | Piercefield | St Lawrence | NY | 1957-01-01 | 1.5 | 1.6 | 1.5 | 1.5 |  | Conventional Hydro | Water |  |  | 9 |  | 68.4932 | 90 | 9e-05
R1227 | Erie Blvd. Hydro - North Salmon | Piercefield 2 | D | 24042 | Piercefield | St Lawrence | NY | 1924-01-01 | 0.6 | 0.6 | 0.6 | 0.6 |  | Conventional Hydro | Water |  |  | 3.5 |  | 66.5906 | 35 | 3.5e-05
R1228 | Erie Blvd. Hydro - North Salmon | Piercefield 3 | D | 24042 | Piercefield | St Lawrence | NY | 1924-01-01 | 0.6 | 0.6 | 0.6 | 0.6 |  | Conventional Hydro | Water |  |  | 2.7 |  | 51.3699 | 27 | 2.7e-05
R1229 | Erie Blvd. Hydro - NYS Barge | Hydraulic Race | A | 23848 | Lockport | Niagara | NY | 1942-01-01 | 4.68 | 3.1 | 4.7 | 4.7 |  | Conventional Hydro | Water |  |  | 10.7 |  | 26.0996 | 107 | 0.000107
R1230 | Erie Blvd. Hydro - Oak Orchard | Glenwood 1 | B | 24046 | Medina | Orleans | NY | 1950-01-01 | 0.5 | 0.5 | 0.5 | 0.5 |  | Conventional Hydro | Water |  |  | 1.1 |  | 25.1142 | 11 | 1.1e-05
R1231 | Erie Blvd. Hydro - Oak Orchard | Glenwood 2 | B | 24046 | Medina | Orleans | NY | 1950-01-01 | 0.5 | 0.5 | 0.5 | 0.5 |  | Conventional Hydro | Water |  |  | 2.3 |  | 52.5114 | 23 | 2.3e-05
R1232 | Erie Blvd. Hydro - Oak Orchard | Glenwood 3 | B | 24046 | Medina | Orleans | NY | 1950-01-01 | 0.5 | 0.5 | 0.5 | 0.5 |  | Conventional Hydro | Water |  |  | 2.2 |  | 50.2283 | 22 | 2.2e-05
R1233 | Erie Blvd. Hydro - Oak Orchard | Oak Orchard | B | 24046 | Waterport | Orleans | NY | 1941-01-01 | 0.35 | 0.3 | 0.4 | 0.4 |  | Conventional Hydro | Water |  |  | 1 |  | 32.6158 | 10 | 1e-05
R1234 | Erie Blvd. Hydro - Oak Orchard | Waterport 1 | B | 24046 | Waterport | Orleans | NY | 1941-01-01 | 2.25 | 1.6 | 2.3 | 2.3 |  | Conventional Hydro | Water |  |  | 7.4 |  | 37.5444 | 74 | 7.4e-05
R1235 | Erie Blvd. Hydro - Oak Orchard | Waterport 2 | B | 24046 | Waterport | Orleans | NY | 1968-01-01 | 2.45 | 1.8 | 2.5 | 2.5 |  | Conventional Hydro | Water |  |  | 2.6 |  | 12.1144 | 26 | 2.6e-05
R1236 | Erie Blvd. Hydro - Oswegatchie | Browns Falls 1 | E | 24044 | Oswegatchie | St Lawrence | NY | 1923-01-01 | 7.5 | 8 | 7.5 | 7.5 |  | Conventional Hydro | Water |  |  | 25.6 |  | 38.965 | 256 | 0.000256
R1237 | Erie Blvd. Hydro - Oswegatchie | Browns Falls 2 | E | 24044 | Oswegatchie | St Lawrence | NY | 1923-01-01 | 7.5 | 8 | 7.5 | 7.5 |  | Conventional Hydro | Water |  |  | 18 |  | 27.3973 | 180 | 0.00018
R1238 | Erie Blvd. Hydro - Oswegatchie | Eel Weir 1 | E | 24044 | Heuvelton | St Lawrence | NY | 1928-01-01 | 0.5 | 0.3 | 0.5 | 0.5 |  | Conventional Hydro | Water |  |  | 1.7 |  | 38.8128 | 17 | 1.7e-05
R1239 | Erie Blvd. Hydro - Oswegatchie | Eel Weir 2 | E | 24044 | Heuvelton | St Lawrence | NY | 1938-01-01 | 1.1 | 0.8 | 1.1 | 1.1 |  | Conventional Hydro | Water |  |  | 2.3 |  | 23.8688 | 23 | 2.3e-05
R1240 | Erie Blvd. Hydro - Oswegatchie | Eel Weir 3 | E | 24044 | Heuvelton | St Lawrence | NY | 1938-01-01 | 1.1 | 0.8 | 1.1 | 1.1 |  | Conventional Hydro | Water |  |  | 3.5 |  | 36.3221 | 35 | 3.5e-05
R1241 | Erie Blvd. Hydro - Oswegatchie | Flat Rock 1 | E | 24044 | Flat Rock | St Lawrence | NY | 1924-01-01 | 3 | 2.6 | 3 | 3 |  | Conventional Hydro | Water |  |  | 8.8 |  | 33.4855 | 88 | 8.8e-05
R1242 | Erie Blvd. Hydro - Oswegatchie | Flat Rock 2 | E | 24044 | Flat Rock | St Lawrence | NY | 1924-01-01 | 3 | 2.6 | 3 | 3 |  | Conventional Hydro | Water |  |  | 6 |  | 22.8311 | 60 | 6e-05
R1243 | Erie Blvd. Hydro - Oswegatchie | Heuvelton 1 | E | 24044 | Heuvelton | St Lawrence | NY | 1924-01-01 | 0.52 | 0.4 | 0.5 | 0.5 |  | Conventional Hydro | Water |  |  | 2.5 |  | 54.8823 | 25 | 2.5e-05
R1244 | Erie Blvd. Hydro - Oswegatchie | Heuvelton 2 | E | 24044 | Heuvelton | St Lawrence | NY | 1924-01-01 | 0.52 | 0.4 | 0.5 | 0.5 |  | Conventional Hydro | Water |  |  | 1 |  | 21.9529 | 10 | 1e-05
R1245 | Erie Blvd. Hydro - Oswegatchie | Lower Newton Falls 1 | E | 24044 | Newton Falls | St Lawrence | NY | 2002-07-01 | 0.5 | 0.6 | 0.5 | 0.5 |  | Conventional Hydro | Water |  |  | 2.5 |  | 57.0776 | 25 | 2.5e-05
R1246 | Erie Blvd. Hydro - Oswegatchie | Oswegatchie 1 | E | 24044 | Oswegatchie | St Lawrence | NY | 1937-01-01 | 0.56 | 1.3 | 0.6 | 0.6 |  | Conventional Hydro | Water |  |  | 2.9 |  | 59.1161 | 29 | 2.9e-05
R1247 | Erie Blvd. Hydro - Oswegatchie | Oswegatchie 2 | E | 24044 | Oswegatchie | St Lawrence | NY | 1937-01-01 | 0.24 | 0.5 | 0.2 | 0.2 |  | Conventional Hydro | Water |  |  | 3.5 |  |  | 35 | 3.5e-05
R1248 | Erie Blvd. Hydro - Oswegatchie | South Edwards 1 | E | 24044 | South Edwards | St Lawrence | NY | 1937-01-01 | 1 | 1.2 | 1 | 1 |  | Conventional Hydro | Water |  |  | 4.9 |  | 55.9361 | 49 | 4.9e-05
R1249 | Erie Blvd. Hydro - Oswegatchie | South Edwards 2 | E | 24044 | South Edwards | St Lawrence | NY | 1937-01-01 | 1 | 1.2 | 1 | 1 |  | Conventional Hydro | Water |  |  | 2.9 |  | 33.105 | 29 | 2.9e-05
R1250 | Erie Blvd. Hydro - Oswegatchie | South Edwards 3 | E | 24044 | South Edwards | St Lawrence | NY | 1921-01-01 | 0.68 | 0.8 | 0.7 | 0.7 |  | Conventional Hydro | Water |  |  | 2.3 |  | 38.6113 | 23 | 2.3e-05
R1251 | Erie Blvd. Hydro - Oswegatchie | South Edwards 4 | E | 24044 | South Edwards | St Lawrence | NY | 1937-01-01 | 0.2 | 0.2 | 0.2 | 0.2 |  | Conventional Hydro | Water |  |  | 1.2 |  | 68.4932 | 12 | 1.2e-05
R1252 | Erie Blvd. Hydro - Oswegatchie | Talcville 1 | E | 24044 | Edwards | St Lawrence | NY | 1986-12-01 | 0.5 | 0.4 | 0.5 | 0.5 |  | Conventional Hydro | Water |  |  | 2.4 |  | 54.7945 | 24 | 2.4e-05
R1253 | Erie Blvd. Hydro - Oswegatchie | Talcville 2 | E | 24044 | Edwards | St Lawrence | NY | 1986-12-01 | 0.5 | 0.4 | 0.5 | 0.5 |  | Conventional Hydro | Water |  |  | 0.3 |  | 6.8493 | 3 | 3e-06
R1254 | Erie Blvd. Hydro - Oswegatchie | Upper Newton Falls 2 | E | 24044 | Newton Falls | St Lawrence | NY | 2002-07-01 | 0.5 | 0.4 | 0.5 | 0.5 |  | Conventional Hydro | Water |  |  | 3.1 |  | 70.7763 | 31 | 3.1e-05
R1255 | Erie Blvd. Hydro - Oswegatchie | Upper Newton Falls 3 | E | 24044 | Newton Falls | St Lawrence | NY | 2002-07-01 | 0.5 | 0.4 | 0.5 | 0.5 |  | Conventional Hydro | Water |  |  | 0.7 |  | 15.9817 | 7 | 7e-06
R1256 | Erie Blvd. Hydro - Oswegatchie | Upper Newton Falls 4 | E | 24044 | Newton Falls | St Lawrence | NY | 2002-07-01 | 0.5 | 0.4 | 0.5 | 0.5 |  | Conventional Hydro | Water |  |  | 1.5 |  | 34.2466 | 15 | 1.5e-05
R1257 | Erie Blvd. Hydro - Seneca Oswego | Baldwinsville 1 | C | 24041 | Baldwinsville | Onondaga | NY | 1927-01-01 | 0.32 | 0.2 | 0.3 | 0.3 |  | Conventional Hydro | Water |  |  | 1.4 |  | 49.9429 | 14 | 1.4e-05
R1258 | Erie Blvd. Hydro - Seneca Oswego | Baldwinsville 2 | C | 24041 | Baldwinsville | Onondaga | NY | 1927-01-01 | 0.32 | 0.2 | 0.3 | 0.3 |  | Conventional Hydro | Water |  |  | 1 |  | 35.6735 | 10 | 1e-05
R1259 | Erie Blvd. Hydro - Seneca Oswego | Granby 1 | C | 24041 | Granby | Oswego | NY | 1983-05-01 | 5 | 5.1 | 5.2 | 5.2 |  | Conventional Hydro | Water |  |  | 17.7 |  | 40.411 | 177 | 0.000177
R1260 | Erie Blvd. Hydro - Seneca Oswego | Granby 2 | C | 24041 | Granby | Oswego | NY | 1983-05-01 | 5 | 5.1 | 5.2 | 5.2 |  | Conventional Hydro | Water |  |  | 16.1 |  | 36.758 | 161 | 0.000161
R1261 | Erie Blvd. Hydro - Seneca Oswego | Minetto 2 | C | 24041 | Minetto | Oswego | NY | 1915-01-01 | 1.6 | 1.5 | 1.7 | 1.7 |  | Conventional Hydro | Water |  |  | 1.6 |  | 11.4155 | 16 | 1.6e-05
R1262 | Erie Blvd. Hydro - Seneca Oswego | Minetto 3 | C | 24041 | Minetto | Oswego | NY | 1915-01-01 | 1.6 | 1.5 | 1.7 | 1.7 |  | Conventional Hydro | Water |  |  | 6.2 |  | 44.2352 | 62 | 6.2e-05
R1263 | Erie Blvd. Hydro - Seneca Oswego | Minetto 4 | C | 24041 | Minetto | Oswego | NY | 1915-01-01 | 1.6 | 1.5 | 1.7 | 1.7 |  | Conventional Hydro | Water |  |  | 5.1 |  | 36.387 | 51 | 5.1e-05
R1264 | Erie Blvd. Hydro - Seneca Oswego | Minetto 5 | C | 24041 | Minetto | Oswego | NY | 1975-01-01 | 1.6 | 1.5 | 1.7 | 1.7 |  | Conventional Hydro | Water |  |  | 7 |  | 49.9429 | 70 | 7e-05
R1265 | Erie Blvd. Hydro - Seneca Oswego | Minetto 6 | C | 24041 | Minetto | Oswego | NY | 1975-01-01 | 1.6 | 1.5 | 1.7 | 1.7 |  | Conventional Hydro | Water |  |  | 6.8 |  | 48.516 | 68 | 6.8e-05
R1266 | Erie Blvd. Hydro - Seneca Oswego | Oswego Falls E 1 | C | 24041 | Oswego | Oswego | NY | 1914-01-01 | 1.53 | 1.5 | 1.6 | 1.6 |  | Conventional Hydro | Water |  |  | 7 |  | 52.2279 | 70 | 7e-05
R1267 | Erie Blvd. Hydro - Seneca Oswego | Oswego Falls E 2 | C | 24041 | Oswego | Oswego | NY | 1914-01-01 | 1.53 | 1.5 | 1.6 | 1.6 |  | Conventional Hydro | Water |  |  | 5.8 |  | 43.2745 | 58 | 5.8e-05
R1268 | Erie Blvd. Hydro - Seneca Oswego | Oswego Falls E 3 | C | 24041 | Oswego | Oswego | NY | 1914-01-01 | 1.53 | 1.5 | 1.6 | 1.6 |  | Conventional Hydro | Water |  |  | 7.5 |  | 55.9585 | 75 | 7.5e-05
R1269 | Erie Blvd. Hydro - Seneca Oswego | Oswego Falls W 4 | C | 24041 | Oswego | Oswego | NY | 1914-01-01 | 0.9 | 1 | 0.9 | 0.9 |  | Conventional Hydro | Water |  |  | 3.5 |  | 44.3937 | 35 | 3.5e-05
R1270 | Erie Blvd. Hydro - Seneca Oswego | Oswego Falls W 5 | C | 24041 | Oswego | Oswego | NY | 1914-01-01 | 0.9 | 1 | 0.9 | 0.9 |  | Conventional Hydro | Water |  |  | 3.1 |  | 39.3201 | 31 | 3.1e-05
R1271 | Erie Blvd. Hydro - Seneca Oswego | Oswego Falls W 6 | C | 24041 | Oswego | Oswego | NY | 2007-01-01 | 0.5 | 0.5 | 0.5 | 0.5 |  | Conventional Hydro | Water |  |  | 0.4 |  | 9.1324 | 4 | 4e-06
R1272 | Erie Blvd. Hydro - Seneca Oswego | Oswego Falls W 7 | C | 24041 | Oswego | Oswego | NY | 2007-01-01 | 0.5 | 0.5 | 0.5 | 0.5 |  | Conventional Hydro | Water |  |  | 0.1 |  | 2.2831 | 1 | 1e-06
R1273 | Erie Blvd. Hydro - Seneca Oswego | Varick 2 | C | 24041 | Oswego | Oswego | NY | 1926-01-01 | 2.2 | 1.9 | 2.3 | 2.3 |  | Conventional Hydro | Water |  |  | 6.7 |  | 34.7655 | 67 | 6.7e-05
R1274 | Erie Blvd. Hydro - Seneca Oswego | Varick 3 | C | 24041 | Oswego | Oswego | NY | 1926-01-01 | 2.2 | 2.1 | 2.3 | 2.3 |  | Conventional Hydro | Water |  |  | 4.2 |  | 21.7933 | 42 | 4.2e-05
R1275 | Erie Blvd. Hydro - Seneca Oswego | Varick 4 | C | 24041 | Oswego | Oswego | NY | 1926-01-01 | 2.2 | 1.9 | 2.3 | 2.3 |  | Conventional Hydro | Water |  |  | 4.2 |  | 21.7933 | 42 | 4.2e-05
R1276 | Erie Blvd. Hydro - Seneca Oswego | Varick 5 | C | 24041 | Oswego | Oswego | NY | 1926-01-01 | 2.2 | 1.9 | 2.3 | 2.3 |  | Conventional Hydro | Water |  |  | 5.8 |  | 30.0955 | 58 | 5.8e-05
R1277 | Erie Blvd. Hydro - South Salmon | Bennetts Bridge 1 | C | 24043 | Altmar | Oswego | NY | 1964-01-01 | 6.375 | 7 | 6.4 | 6.4 |  | Conventional Hydro | Water |  |  | 5.2 |  | 9.3115 | 52 | 5.2e-05
R1278 | Erie Blvd. Hydro - South Salmon | Bennetts Bridge 2 | C | 24043 | Altmar | Oswego | NY | 1966-01-01 | 6.375 | 7 | 6.4 | 6.4 |  | Conventional Hydro | Water |  |  | 20 |  | 35.8134 | 200 | 0.0002
R1279 | Erie Blvd. Hydro - South Salmon | Bennetts Bridge 3 | C | 24043 | Altmar | Oswego | NY | 1970-01-01 | 7 | 7.7 | 7 | 7 |  | Conventional Hydro | Water |  |  | 26.9 |  | 43.8682 | 269 | 0.000269
R1280 | Erie Blvd. Hydro - South Salmon | Bennetts Bridge 4 | C | 24043 | Altmar | Oswego | NY | 1970-01-01 | 7 | 7.7 | 7 | 7 |  | Conventional Hydro | Water |  |  | 32.8 |  | 53.4899 | 328 | 0.000328
R1281 | Erie Blvd. Hydro - South Salmon | Lighthouse Hill 1 | C | 24043 | Altmar | Oswego | NY | 1930-01-01 | 3.75 | 4.1 | 3.8 | 3.8 |  | Conventional Hydro | Water |  |  | 13.3 |  | 40.4871 | 133 | 0.000133
R1282 | Erie Blvd. Hydro - South Salmon | Lighthouse Hill 2 | C | 24043 | Altmar | Oswego | NY | 1930-01-01 | 3.75 | 4.1 | 3.8 | 3.8 |  | Conventional Hydro | Water |  |  | 6.8 |  | 20.7002 | 68 | 6.8e-05
R1283 | Erie Blvd. Hydro - Upper Hudson | E J West 1 | F | 24058 | Hadley | Saratoga | NY | 1930-01-01 | 10 | 11.9 | 10 | 10 |  | Conventional Hydro | Water |  |  | 21.3 |  | 24.3151 | 213 | 0.000213
R1284 | Erie Blvd. Hydro - Upper Hudson | E J West 2 | F | 24058 | Hadley | Saratoga | NY | 1930-01-01 | 10 | 11.9 | 10 | 10 |  | Conventional Hydro | Water |  |  | 24.4 |  | 27.8539 | 244 | 0.000244
R1285 | Erie Blvd. Hydro - Upper Hudson | Feeder Dam 1 | F | 24058 | S Glens Falls | Saratoga | NY | 1924-01-01 | 1.2 | 0.9 | 1.2 | 1.2 |  | Conventional Hydro | Water |  |  | 6.9 |  | 65.6393 | 69 | 6.9e-05
R1286 | Erie Blvd. Hydro - Upper Hudson | Feeder Dam 2 | F | 24058 | S Glens Falls | Saratoga | NY | 1924-01-01 | 1.2 | 0.9 | 1.2 | 1.2 |  | Conventional Hydro | Water |  |  | 5.5 |  | 52.3212 | 55 | 5.5e-05
R1287 | Erie Blvd. Hydro - Upper Hudson | Feeder Dam 3 | F | 24058 | S Glens Falls | Saratoga | NY | 1924-01-01 | 1.2 | 0.9 | 1.2 | 1.2 |  | Conventional Hydro | Water |  |  | 4.9 |  | 46.6134 | 49 | 4.9e-05
R1288 | Erie Blvd. Hydro - Upper Hudson | Feeder Dam 4 | F | 24058 | S Glens Falls | Saratoga | NY | 1924-01-01 | 1.2 | 0.9 | 1.2 | 1.2 |  | Conventional Hydro | Water |  |  | 5.1 |  | 48.516 | 51 | 5.1e-05
R1289 | Erie Blvd. Hydro - Upper Hudson | Feeder Dam 5 | F | 24058 | S Glens Falls | Saratoga | NY | 1924-01-01 | 1.2 | 0.9 | 1.2 | 1.2 |  | Conventional Hydro | Water
R1290 | Erie Blvd. Hydro - Upper Hudson | Sherman Island 1 | F | 24058 | Queensbury | Warren | NY | 2009-03-01 | 8 |  | 0 | 0 |  | Conventional Hydro | Water |  |  | 19 |  | 27.1119 | 190 | 0.00019
R1291 | Erie Blvd. Hydro - Upper Hudson | Sherman Island 2 | F | 24058 | Queensbury | Warren | NY | 1923-01-01 | 7.2 | 8.1 | 7.2 | 7.2 |  | Conventional Hydro | Water |  |  | 21.7 |  | 34.4051 | 217 | 0.000217
R1292 | Erie Blvd. Hydro - Upper Hudson | Sherman Island 3 | F | 24058 | Queensbury | Warren | NY | 1923-01-01 | 8.7 | 9.7 | 8.7 | 8.7 |  | Conventional Hydro | Water |  |  | 29.6 |  | 38.839 | 296 | 0.000296
R1293 | Erie Blvd. Hydro - Upper Hudson | Sherman Island 4 | F | 24058 | Queensbury | Warren | NY | 1923-01-01 | 7.2 | 8.1 | 7.2 | 7.2 |  | Conventional Hydro | Water |  |  | 36.3 |  | 57.5533 | 363 | 0.000363
R1294 | Erie Blvd. Hydro - Upper Hudson | Sherman Island 5 | F | 24058 | Queensbury | Warren | NY | 1923-01-01 | 7.2 | 8.1 | 7.2 | 7.2 |  | Conventional Hydro | Water |  |  | 20.3 |  | 32.1854 | 203 | 0.000203
R1295 | Erie Blvd. Hydro - Upper Hudson | Sherman Island 6 | F | 24058 | Queensbury | Warren | NY | 2009-02-02 | 1.3 |  | 0 | 0 |  | Conventional Hydro | Water |  |  | 10.1 |  | 88.6898 | 101 | 0.000101
R1296 | Erie Blvd. Hydro - Upper Hudson | Spier Falls 1 | F | 24058 | Moreau | Saratoga | NY | 1924-01-01 | 6.8 | 8.4 | 6.8 | 6.8 |  | Conventional Hydro | Water |  |  | 45.2 |  | 75.8797 | 452 | 0.000452
R1297 | Erie Blvd. Hydro - Upper Hudson | Spier Falls 2 | F | 24058 | Moreau | Saratoga | NY | 1930-01-01 | 37.6 | 46.9 | 37.6 | 37.6 |  | Conventional Hydro | Water |  |  | 128.7 |  | 39.0739 | 1287 | 0.001287
R1298 | Erie Blvd. Hydro - Upper Hudson | Stewarts Bridge 1 | F | 24058 | Hadley | Saratoga | NY | 1952-01-01 | 30 | 35.8 | 30 | 30 |  | Conventional Hydro | Water |  |  | 78.3 |  | 29.7945 | 783 | 0.000783
R1299 | Erie Blvd. Hydro - Upper Hudson | Stewarts Bridge 2 | F | 24058 | Hadley | Saratoga | NY | 2013-06-01 | 2.5 | 0 | 0 | 0 |  | Conventional Hydro | Water |  |  | 21.6 |  | 98.6301 | 216 | 0.000216
R1300 | Erie Blvd. Hydro - Upper Raquette | Blake | E | 24056 | Stark | St Lawrence | NY | 1957-01-01 | 14.4 | 15.6 | 14.4 | 14.4 |  | Conventional Hydro | Water |  |  | 50.8 |  | 40.2714 | 508 | 0.000508
R1301 | Erie Blvd. Hydro - Upper Raquette | Five Falls | E | 24056 | Colton | St Lawrence | NY | 1955-01-01 | 22.5 | 24.4 | 22.5 | 22.5 |  | Conventional Hydro | Water |  |  | 83.9 |  | 42.5672 | 839 | 0.000839
R1302 | Erie Blvd. Hydro - Upper Raquette | Rainbow Falls | E | 24056 | Colton | St Lawrence | NY | 1956-01-01 | 22.5 | 24.4 | 22.5 | 22.5 |  | Conventional Hydro | Water |  |  | 86.3 |  | 43.7849 | 863 | 0.000863
R1303 | Erie Blvd. Hydro - Upper Raquette | South Colton | E | 24056 | South Colton | St Lawrence | NY | 1954-01-01 | 19.35 | 20.9 | 19.4 | 19.4 |  | Conventional Hydro | Water |  |  | 70 |  | 41.2965 | 700 | 0.0007
R1304 | Erie Blvd. Hydro - Upper Raquette | Stark | E | 24056 | Stark | St Lawrence | NY | 1957-01-01 | 22.5 | 24.6 | 22.5 | 22.5 |  | Conventional Hydro | Water |  |  | 80.6 |  | 40.8929 | 806 | 0.000806
R1305 | Erie Blvd. Hydro - West Canada | Prospect | E | 24049 | Prospect | Herkimer | NY | 1959-01-01 | 17.32 | 21.7 | 17.3 | 17.3 |  | Conventional Hydro | Water |  |  | 69.3 |  | 45.6753 | 693 | 0.000693
R1306 | Erie Blvd. Hydro - West Canada | Trenton Falls 5 | E | 24049 | Trenton | Oneida | NY | 1919-01-01 | 6.8 | 9.6 | 6.8 | 6.8 |  | Conventional Hydro | Water |  |  | 47.7 |  | 80.0766 | 477 | 0.000477
R1307 | Erie Blvd. Hydro - West Canada | Trenton Falls 6 | E | 24049 | Trenton | Oneida | NY | 1919-01-01 | 6.4 | 9.1 | 6.4 | 6.4 |  | Conventional Hydro | Water |  |  | 53.7 |  | 95.7834 | 537 | 0.000537
R1308 | Erie Blvd. Hydro - West Canada | Trenton Falls 7 | E | 24049 | Trenton | Oneida | NY | 1922-01-01 | 6.4 | 9.1 | 6.4 | 6.4 |  | Conventional Hydro | Water |  |  | 35.8 |  | 63.8556 | 358 | 0.000358
R1309 | Erie Blvd. Hydropower LP | West Delaware Hydro | G | 323627 | Grahamsville | Sullivan | NY | 1988-12-01 | 7.5 | 7.5 | 7.5 | 7.5 |  | Conventional Hydro | Water |  |  | 27.4 |  | 41.7047 | 274 | 0.000274
R1426 | New York Power Authority | Ashokan 1 | G | 23654 | Ashokan | Ulster | NY | 1982-11-01 | 2.3 | 1.8 | 2.3 | 2.3 |  | Conventional Hydro | Water |  |  | 6.4 |  | 31.7649 | 64 | 6.4e-05
R1427 | New York Power Authority | Ashokan 2 | G | 23654 | Ashokan | Ulster | NY | 1982-11-01 | 2.3 | 1.8 | 2.3 | 2.3 |  | Conventional Hydro | Water |  |  | 4.2 |  | 20.8457 | 42 | 4.2e-05
R1435 | New York Power Authority | Crescent 1 | F | 24018 | Crescent | Albany | NY | 1991-07-01 | 2.8 | 3.2 | 2.8 | 2.8 |  | Conventional Hydro | Water |  |  | 12.2 |  | 49.7391 | 122 | 0.000122
R1436 | New York Power Authority | Crescent 2 | F | 24018 | Crescent | Albany | NY | 1991-07-01 | 2.8 | 3.2 | 2.8 | 2.8 |  | Conventional Hydro | Water |  |  | 12.2 |  | 49.7391 | 122 | 0.000122
R1437 | New York Power Authority | Crescent 3 | F | 24018 | Crescent | Albany | NY | 1991-07-01 | 3 | 3.2 | 3 | 3 |  | Conventional Hydro | Water |  |  | 4.2 |  | 15.9817 | 42 | 4.2e-05
R1438 | New York Power Authority | Crescent 4 | F | 24018 | Crescent | Albany | NY | 1991-07-01 | 3 | 3.2 | 3 | 3 |  | Conventional Hydro | Water |  |  | 12.3 |  | 46.8037 | 123 | 0.000123
R1442 | New York Power Authority | Grahamsville | G | 23607 | Grahamsville | Sullivan | NY | 1956-12-01 | 18 | 16.3 | 18 | 18 |  | Conventional Hydro | Water |  |  | 68.9 |  | 43.6961 | 689 | 0.000689
R1450 | New York Power Authority | Jarvis 1 | E | 23743 | Hinckley | Oneida | NY | 1991-07-01 | 4.5 | 4.5 | 4.5 | 4.5 |  | Conventional Hydro | Water |  |  | 16.7 |  | 42.3643 | 167 | 0.000167
R1451 | New York Power Authority | Jarvis 2 | E | 23743 | Hinckley | Oneida | NY | 1991-07-01 | 4.5 | 4.5 | 4.5 | 4.5 |  | Conventional Hydro | Water |  |  | 11.9 |  | 30.1877 | 119 | 0.000119
R1454 | New York Power Authority | Moses Niagara (Fleet) | A | 23760 | Niagara Falls | Niagara | NY | 1961-01-01 | 2860 | 2460 | 2435 | 2447.3 |  | Conventional Hydro | Water |  |  | 14631.8 |  | 58.402 | 146318 | 0.14632
R1455 | New York Power Authority | Neversink | G | 23608 | Grahamsville | Sullivan | NY | 1953-12-01 | 25 | 22 | 25 | 25 |  | Conventional Hydro | Water |  |  | 23 |  | 10.5023 | 230 | 0.00023
R1457 | New York Power Authority | St Lawrence - FDR (Fleet) | D | 23600 | Massena | St Lawrence | NY | 1958-07-01 | 1088 | 856 | 856 | 823.6 |  | Conventional Hydro | Water |  |  | 7113.4 |  | 74.6353 | 71134 | 0.071134
R1460 | New York Power Authority | Vischer Ferry 1 | F | 24020 | Vischer Ferry | Saratoga | NY | 1991-07-01 | 2.8 | 3.2 | 2.8 | 2.9 |  | Conventional Hydro | Water |  |  | 0.8 |  | 3.2616 | 8 | 8e-06
R1461 | New York Power Authority | Vischer Ferry 2 | F | 24020 | Vischer Ferry | Saratoga | NY | 1991-07-01 | 2.8 | 3.2 | 2.8 | 2.9 |  | Conventional Hydro | Water |  |  | 15 |  | 61.1546 | 150 | 0.00015
R1462 | New York Power Authority | Vischer Ferry 3 | F | 24020 | Vischer Ferry | Saratoga | NY | 1991-07-01 | 3 | 3.2 | 3 | 2.9 |  | Conventional Hydro | Water |  |  | 12.8 |  | 48.7062 | 128 | 0.000128
R1463 | New York Power Authority | Vischer Ferry 4 | F | 24020 | Vischer Ferry | Saratoga | NY | 1991-07-01 | 3 | 3.2 | 3 | 2.9 |  | Conventional Hydro | Water |  |  | 0.6 |  | 2.2831 | 6 | 6e-06
R1465 | New York State Elec. & Gas Corp. | Alice Falls 1 | D | 23915 | Ausable | Clinton | NY | 1991-11-01 | 1.5 | 1.6 | 0 | 0 |  | Conventional Hydro | Water
R1466 | New York State Elec. & Gas Corp. | Alice Falls 2 | D | 23915 | Ausable | Clinton | NY | 1991-11-01 | 0.6 | 0.6 | 0 | 0 |  | Conventional Hydro | Water
R1467 | New York State Elec. & Gas Corp. | Allegheny 8 | C | 23528 | Kittanning PA | Armstrong | PA | 1990-10-01 | 16 | 14.7 | 16 | 16 |  | Conventional Hydro | Water |  |  | 93.9 |  | 66.9949 | 939 | 0.000939
R1468 | New York State Elec. & Gas Corp. | Allegheny 9 | C | 23528 | Kittanning PA | Armstrong | PA | 1990-10-01 | 22 | 20.2 | 22 | 22 |  | Conventional Hydro | Water |  |  | 112 |  | 58.1154 | 1120 | 0.00112
R1469 | New York State Elec. & Gas Corp. | Auburn - Mill St. | C | 5014 | Auburn | Cayuga | NY | 1981-10-01 | 0.4 |  | 0 | 0 |  | Conventional Hydro | Water
R1470 | New York State Elec. & Gas Corp. | Auburn - No. Div.St | C | 5015 | Auburn | Cayuga | NY | 1992-12-01 | 0.8 |  | 0 | 0 |  | Conventional Hydro | Water
R1473 | New York State Elec. & Gas Corp. | Cadyville 1 | D | 23628 | Schuyler Falls | Clinton | NY | 1921-08-01 | 1.2 | 1 | 1.2 | 1.2 |  | Conventional Hydro | Water
R1474 | New York State Elec. & Gas Corp. | Cadyville 2 | D | 23628 | Schuyler Falls | Clinton | NY | 1921-08-01 | 1.2 | 1 | 1.2 | 1.2 |  | Conventional Hydro | Water |  |  | 4.3 |  | 40.9056 | 43 | 4.3e-05
R1475 | New York State Elec. & Gas Corp. | Cadyville 3 | D | 23628 | Schuyler Falls | Clinton | NY | 1986-09-01 | 3.1 | 2.7 | 3.1 | 3.1 |  | Conventional Hydro | Water |  |  | 19.6 |  | 72.1756 | 196 | 0.000196
R1476 | New York State Elec. & Gas Corp. | Chasm Falls Hydro | D | 5016 | Chateaugay | Franklin | NY | 1982-03-01 | 1.6 |  | 0 | 0 |  | Conventional Hydro | Water
R1477 | New York State Elec. & Gas Corp. | Croton Falls Hydro | I | 5017 | North Salem | Westchester | NY | 1987-01-01 | 0.2 |  | 0 | 0 |  | Conventional Hydro | Water
R1479 | New York State Elec. & Gas Corp. | High Falls 1 | D | 23628 | Saranac | Clinton | NY | 1948-08-01 | 4 | 4.3 | 4 | 4 |  | Conventional Hydro | Water |  |  | 19.4 |  | 55.3653 | 194 | 0.000194
R1480 | New York State Elec. & Gas Corp. | High Falls 2 | D | 23628 | Saranac | Clinton | NY | 1949-08-01 | 4 | 4.3 | 4 | 4 |  | Conventional Hydro | Water |  |  | 25.1 |  | 71.6324 | 251 | 0.000251
R1481 | New York State Elec. & Gas Corp. | High Falls 3 | D | 23628 | Saranac | Clinton | NY | 1956-08-01 | 7 | 8.2 | 7 | 7 |  | Conventional Hydro | Water |  |  | 21.8 |  | 35.5512 | 218 | 0.000218
R1482 | New York State Elec. & Gas Corp. | Kent Falls 1 | D | 23628 | Schuyler Falls | Clinton | NY | 1928-08-01 | 3.6 | 3 | 3.6 | 3.6 |  | Conventional Hydro | Water |  |  | 11 |  | 34.8808 | 110 | 0.00011
R1483 | New York State Elec. & Gas Corp. | Kent Falls 2 | D | 23628 | Schuyler Falls | Clinton | NY | 1928-08-01 | 3.6 | 3 | 3.6 | 3.6 |  | Conventional Hydro | Water
R1484 | New York State Elec. & Gas Corp. | Kent Falls 3 | D | 23628 | Schuyler Falls | Clinton | NY | 1985-07-01 | 6.4 | 6 | 6.4 | 6.4 |  | Conventional Hydro | Water |  |  | 28.6 |  | 51.0131 | 286 | 0.000286
R1485 | New York State Elec. & Gas Corp. | Lower Saranac 1 | D | 23913 | Schuyler Falls | Clinton | NY | 1990-10-01 | 3.2 | 3.5 | 0 | 0 |  | Conventional Hydro | Water
R1486 | New York State Elec. & Gas Corp. | Lower Saranac 2 | D | 23913 | Schuyler Falls | Clinton | NY | 1990-10-01 | 3.2 | 3.5 | 0 | 0 |  | Conventional Hydro | Water
R1487 | New York State Elec. & Gas Corp. | Lower Saranac 3 | D | 23913 | Schuyler Falls | Clinton | NY | 1990-10-01 | 0.3 | 2.9 | 0 | 0 |  | Conventional Hydro | Water
R1488 | New York State Elec. & Gas Corp. | Mechanicville 1 | F | 23645 | Stillwater | Saratoga | NY | 1983-09-01 | 9.2 | 10 | 9.2 | 9.3 |  | Conventional Hydro | Water |  |  | 43.4 |  | 53.8515 | 434 | 0.000434
R1489 | New York State Elec. & Gas Corp. | Mechanicville 2 | F | 23645 | Stillwater | Saratoga | NY | 1983-09-01 | 9.3 | 10 | 9.3 | 9.3 |  | Conventional Hydro | Water |  |  | 3.1 |  | 3.8052 | 31 | 3.1e-05
R1490 | New York State Elec. & Gas Corp. | Mill C 1 | D | 23628 | Plattsburgh | Clinton | NY | 1944-08-01 | 1 | 0.9 | 1 | 1 |  | Conventional Hydro | Water |  |  | 4.3 |  | 49.0868 | 43 | 4.3e-05
R1491 | New York State Elec. & Gas Corp. | Mill C 2 | D | 23628 | Plattsburgh | Clinton | NY | 1943-08-01 | 1.2 | 1.2 | 1.2 | 1.2 |  | Conventional Hydro | Water |  |  | 3.6 |  | 34.2466 | 36 | 3.6e-05
R1492 | New York State Elec. & Gas Corp. | Mill C 3 | D | 23628 | Plattsburgh | Clinton | NY | 1984-11-01 | 3.8 | 3.7 | 3.8 | 3.8 |  | Conventional Hydro | Water |  |  | 16.9 |  | 50.769 | 169 | 0.000169
R1493 | New York State Elec. & Gas Corp. | Montville Falls | C | 5019 | Moravia | Cayuga | NY | 1992-08-01 | 0.2 |  | 0 | 0 |  | Conventional Hydro | Water
R1494 | New York State Elec. & Gas Corp. | Rainbow Falls 1 | D | 23628 | Ausable | Clinton | NY | 1926-08-01 | 1.3 | 1.5 | 1.3 | 1.3 |  | Conventional Hydro | Water
R1495 | New York State Elec. & Gas Corp. | Rainbow Falls 2 | D | 23628 | Ausable | Clinton | NY | 1927-08-01 | 1.3 | 1.5 | 1.3 | 1.3 |  | Conventional Hydro | Water
R1496 | New York State Elec. & Gas Corp. | Waterloo 2 | C | 5020 | Waterloo | Seneca | NY | 1998-06-01 | 0.534 |  | 0 | 0 |  | Conventional Hydro | Water
R1497 | New York State Elec. & Gas Corp. | Waterloo 3 | C | 5021 | Waterloo | Seneca | NY | 1998-06-01 | 0.533 |  | 0 | 0 |  | Conventional Hydro | Water
R1498 | New York State Elec. & Gas Corp. | Waterloo 4 | C | 5022 | Waterloo | Seneca | NY | 1998-06-01 | 0.533 |  | 0 | 0 |  | Conventional Hydro | Water
R1500 | Niagara Mohawk Power Corp. | Adams Hydro | E | 23633 | Adams | Jefferson | NY | 1987-11-01 | 0.2 |  | 0 | 0 |  | Conventional Hydro | Water
R1501 | Niagara Mohawk Power Corp. | Algon.-Herkimer | E | 23633 | Herkimer | Herkimer | NY | 1987-12-01 | 1.6 |  | 0 | 0 |  | Conventional Hydro | Water
R1502 | Niagara Mohawk Power Corp. | Algon.-Otter Creek | E | 23633 | Greig | Lewis | NY | 1986-11-01 | 0.5 |  | 0 | 0 |  | Conventional Hydro | Water |  |  | 0.9 |  | 20.5479 | 9 | 9e-06
R1504 | Niagara Mohawk Power Corp. | Azure Mountain | D | 24055 | St. Regis Falls | Franklin | NY | 1993-08-01 | 0.6 |  | 0 | 0 |  | Conventional Hydro | Water |  |  | 2.4 |  | 45.6621 | 24 | 2.4e-05
R1505 | Niagara Mohawk Power Corp. | Beaver Falls #1 | E | 23633 | Beaver Falls | Lewis | NY | 1986-01-01 | 1.5 |  | 0 | 0 |  | Conventional Hydro | Water |  |  | 8.6 |  | 65.449 | 86 | 8.6e-05
R1506 | Niagara Mohawk Power Corp. | Beaver Falls #2 | E | 23633 | Beaver Falls | Lewis | NY | 1986-01-01 | 1 |  | 0 | 0 |  | Conventional Hydro | Water |  |  | 4.9 |  | 55.9361 | 49 | 4.9e-05
R1507 | Niagara Mohawk Power Corp. | Bellows Towers | D | 24055 | Malone | Franklin | NY | 1987-06-01 | 0.2 |  | 0 | 0 |  | Conventional Hydro | Water
R1508 | Niagara Mohawk Power Corp. | Black River Hyd#1 - Rock Isl. | E | 23633 | Port Leyden | Lewis | NY | 1984-07-01 | 1.9 |  | 0 | 0 |  | Conventional Hydro | Water |  |  | 4.1 |  | 24.6335 | 41 | 4.1e-05
R1509 | Niagara Mohawk Power Corp. | Black River Hyd#2 - Denley | E | 23633 | Port Leyden | Lewis | NY | 1985-12-01 | 1.6 |  | 0 | 0 |  | Conventional Hydro | Water |  |  | 2.2 |  | 15.6963 | 22 | 2.2e-05
R1510 | Niagara Mohawk Power Corp. | Black River Hyd#3 - Pt. Leyden | E | 23633 | Port Leyden | Lewis | NY | 1984-07-01 | 2.2 |  | 0 | 0 |  | Conventional Hydro | Water |  |  | 13.9 |  | 72.1254 | 139 | 0.000139
R1511 | Niagara Mohawk Power Corp. | Boralex - Hudson Falls | F | 24011 | Hudson Falls | Washington | NY | 1995-10-01 | 44 | 43.7 | 0 | 0 |  | Conventional Hydro | Water |  |  | 168.4 |  | 43.6903 | 1684 | 0.001684
R1512 | Niagara Mohawk Power Corp. | Boralex - Middle Falls | F | 23643 | Easton | Washington | NY | 1989-12-01 | 2.2 |  | 0 | 0 |  | Conventional Hydro | Water |  |  | 12.3 |  | 63.8232 | 123 | 0.000123
R1513 | Niagara Mohawk Power Corp. | Boralex - South Glens Falls | F | 24028 | Moreau | Saratoga | NY | 1994-12-01 | 13.8 | 14.8 | 0 | 0 |  | Conventional Hydro | Water |  |  | 59.5 |  | 49.2191 | 595 | 0.000595
R1516 | Niagara Mohawk Power Corp. | Burt Dam Hydro | A | 23774 | Burt | Niagara | NY | 1987-12-01 | 0.6 |  | 0 | 0 |  | Conventional Hydro | Water |  |  | 1.6 |  | 30.4414 | 16 | 1.6e-05
R1517 | Niagara Mohawk Power Corp. | C.H.I. (Dexter) Hydro | E | 23633 | Dexter | Jefferson | NY | 1988-01-01 | 4.2 |  | 0 | 0 |  | Conventional Hydro | Water |  |  | 20.3 |  | 55.175 | 203 | 0.000203
R1518 | Niagara Mohawk Power Corp. | C.H.I. (Diamond Is) | E | 23633 | Watertown | Jefferson | NY | 1986-01-01 | 1.2 |  | 0 | 0 |  | Conventional Hydro | Water |  |  | 5.3 |  | 50.4186 | 53 | 5.3e-05
R1519 | Niagara Mohawk Power Corp. | C.H.I. (Fowler) | E | 23633 | Fowler | Lewis | NY | 1986-01-01 | 0.6 |  | 0 | 0 |  | Conventional Hydro | Water |  |  | 3.5 |  | 66.5906 | 35 | 3.5e-05
R1520 | Niagara Mohawk Power Corp. | C.H.I. (Hailsboro #3) | E | 23633 | Hailsboro | St Lawrence | NY | 1986-01-01 | 0.75 |  | 0 | 0 |  | Conventional Hydro | Water |  |  | 3.6 |  | 54.7945 | 36 | 3.6e-05
R1521 | Niagara Mohawk Power Corp. | C.H.I. (Hailsboro #4) | E | 23633 | Hailsboro | St Lawrence | NY | 1986-01-01 | 1.4 |  | 0 | 0 |  | Conventional Hydro | Water |  |  | 9.9 |  | 80.7241 | 99 | 9.9e-05
R1522 | Niagara Mohawk Power Corp. | C.H.I. (Hailsboro #6) | E | 23633 | Hailsboro | St Lawrence | NY | 1986-01-01 | 0.8 |  | 0 | 0 |  | Conventional Hydro | Water |  |  | 4.1 |  | 58.5046 | 41 | 4.1e-05
R1523 | Niagara Mohawk Power Corp. | C.H.I. (Theresa) | E | 23633 | Theresa | St Lawrence | NY | 1986-01-01 | 1.3 |  | 0 | 0 |  | Conventional Hydro | Water |  |  | 6.1 |  | 53.5652 | 61 | 6.1e-05
R1525 | Niagara Mohawk Power Corp. | Cellu-Tissue Corp - Natural Dam | E | 23633 | Gouverneur | St Lawrence | NY | 1986-01-01 | 1 |  | 0 | 0 |  | Conventional Hydro | Water
R1526 | Niagara Mohawk Power Corp. | Champlain Spinner | F | 23643 | Whitehall | Essex | NY | 1992-07-01 | 0.4 |  | 0 | 0 |  | Conventional Hydro | Water |  |  | 1.4 |  | 39.9543 | 14 | 1.4e-05
R1527 | Niagara Mohawk Power Corp. | CHI-LaChute | F | 1654 | Ticonderoga | Essex | NY | 1987-12-01 | 9 | 8.9 | 0 | 0 |  | Conventional Hydro | Water |  |  | 21.4 |  | 27.1436 | 214 | 0.000214
R1528 | Niagara Mohawk Power Corp. | Chittenden Falls | F | 23643 | Stuyvesant | Columbia | NY | 1995-12-01 | 0.6 |  | 0 | 0 |  | Conventional Hydro | Water
R1529 | Niagara Mohawk Power Corp. | Christine Falls Hydro | F | 23643 | Wells | Hamilton | NY | 1987-12-01 | 0.85 |  | 0 | 0 |  | Conventional Hydro | Water |  |  | 2.4 |  | 32.2321 | 24 | 2.4e-05
R1530 | Niagara Mohawk Power Corp. | City of Oswego (High Dam) | C | 23634 | Oswego | Oswego | NY | 1994-02-01 | 11.9 |  | 0 | 0 |  | Conventional Hydro | Water |  |  | 34.4 |  | 32.9995 | 344 | 0.000344
R1531 | Niagara Mohawk Power Corp. | City of Utica - Sand Road | E | 23633 | Utica | Oneida | NY | 1993-05-01 | 0.2 |  | 0 | 0 |  | Conventional Hydro | Water |  |  | 1.6 |  | 91.3242 | 16 | 1.6e-05
R1532 | Niagara Mohawk Power Corp. | City of Utica -Trenton Falls | E | 23633 | Utica | Oneida | NY | 1993-02-01 | 0.2 |  | 0 | 0 |  | Conventional Hydro | Water |  |  | 0.5 |  | 28.5388 | 5 | 5e-06
R1533 | Niagara Mohawk Power Corp. | City of Watertown | E | 23633 | Watertown | Jefferson | NY | 1986-01-01 | 8.1 |  | 0 | 0 |  | Conventional Hydro | Water |  |  | 12.2 |  | 17.1938 | 122 | 0.000122
R1534 | Niagara Mohawk Power Corp. | City of Watervliet Hydro | F | 23643 | Guilderland | Albany | NY | 1986-01-01 | 1.5 |  | 0 | 0 |  | Conventional Hydro | Water |  |  | 1.7 |  | 12.9376 | 17 | 1.7e-05
R1535 | Niagara Mohawk Power Corp. | Cons. HY-Victory | F | 23643 | Victory Falls | Saratoga | NY | 1986-12-01 | 1.7 |  | 0 | 0 |  | Conventional Hydro | Water |  |  | 4.6 |  | 30.8891 | 46 | 4.6e-05
R1536 | Niagara Mohawk Power Corp. | Copenhagen Assoc. | E | 23633 | Copenhagen | Lewis | NY | 1986-01-01 | 3.3 |  | 0 | 0 |  | Conventional Hydro | Water |  |  | 8.1 |  | 28.0199 | 81 | 8.1e-05
R1537 | Niagara Mohawk Power Corp. | Cottrell Paper | F | 23643 | Rock City Falls | Saratoga | NY | 1987-01-01 | 0.3 |  | 0 | 0 |  | Conventional Hydro | Water |  |  | 0.1 |  | 3.8052 | 1 | 1e-06
R1538 | Niagara Mohawk Power Corp. | Cranberry Lake | E | 23633 | Cranberry Lake | Lewis | NY | 1987-12-01 | 0.5 |  | 0 | 0 |  | Conventional Hydro | Water |  |  | 1.3 |  | 29.6804 | 13 | 1.3e-05
R1539 | Niagara Mohawk Power Corp. | Edison Hydro Electric | F | 23643 | Stottville | Columbia | NY | 2009-11-01 | 0.3 |  | 0 | 0 |  | Conventional Hydro | Water |  |  | 1.6 |  | 60.8828 | 16 | 1.6e-05
R1540 | Niagara Mohawk Power Corp. | Empire Hydro Partners | E | 23633 | Port Leyden | Lewis | NY | 1984-11-01 | 1 |  | 0 | 0 |  | Conventional Hydro | Water |  |  | 4 |  | 45.6621 | 40 | 4e-05
R1541 | Niagara Mohawk Power Corp. | Finch Paper LLC - Glens Falls | F | 23643 | Glens Falls | Warren | NY | 2009-11-01 | 11.8 |  | 0 | 0 |  | Conventional Hydro | Water |  |  | 1.1 |  | 1.0642 | 11 | 1.1e-05
R1542 | Niagara Mohawk Power Corp. | Finch Pruyn | F | 23643 | Glens Falls | Warren | NY | 1989-12-01 | 29 |  | 0 | 0 |  | Conventional Hydro | Water
R1543 | Niagara Mohawk Power Corp. | Forestport Hydro | E | 23633 | Forrestport | Oneida | NY | 1987-12-01 | 3.4 |  | 0 | 0 |  | Conventional Hydro | Water |  |  | 9.5 |  | 31.8963 | 95 | 9.5e-05
R1544 | Niagara Mohawk Power Corp. | Fort Miller Assoc (Hudson River) | F | 23643 | Schuylerville | Saratoga | NY | 1985-10-01 | 5 |  | 0 | 0 |  | Conventional Hydro | Water |  |  | 19.3 |  | 44.0639 | 193 | 0.000193
R1545 | Niagara Mohawk Power Corp. | Fortis - Dolgeville | E | 23807 | Dolgeville | Herkimer | NY | 1985-07-01 | 5 | 6.3 | 0 | 0 |  | Conventional Hydro | Water |  |  | 2.4 |  | 5.4795 | 24 | 2.4e-05
R1546 | Niagara Mohawk Power Corp. | Fortis Energy - Philadelphia | E | 1656 | Philadelphia | Jefferson | NY | 1986-08-01 | 3.6 | 3.2 | 0 | 0 |  | Conventional Hydro | Water |  |  | 6.1 |  | 19.343 | 61 | 6.1e-05
R1547 | Niagara Mohawk Power Corp. | Fortis Energy - Diana | E | 23633 | Diana | Lewis | NY | 1985-07-01 | 1.8 |  | 0 | 0 |  | Conventional Hydro | Water |  |  | 4.3 |  | 27.2704 | 43 | 4.3e-05
R1548 | Niagara Mohawk Power Corp. | Fortis Energy - Moose River | E | 24016 | Lyonsdale | Lewis | NY | 1987-09-01 | 12.6 | 12 | 0 | 0 |  | Conventional Hydro | Water |  |  | 50.5 |  | 45.7527 | 505 | 0.000505
R1549 | Niagara Mohawk Power Corp. | Franklin Hydro | D | 24055 | Franklin Falls | Franklin | NY | 1995-03-01 | 0.3 |  | 0 | 0 |  | Conventional Hydro | Water
R1552 | Niagara Mohawk Power Corp. | Green Island Power Authority | F | 23643 | Green Island | Albany | NY | 1971-01-01 | 6 |  | 0 | 0 |  | Conventional Hydro | Water |  |  | 35.4 |  | 67.3516 | 354 | 0.000354
R1553 | Niagara Mohawk Power Corp. | Hewittville Hydro | E | 23633 | Potsdam | St Lawrence | NY | 1984-07-01 | 3 |  | 0 | 0 |  | Conventional Hydro | Water |  |  | 13.9 |  | 52.8919 | 139 | 0.000139
R1554 | Niagara Mohawk Power Corp. | Hollings&Vose-Center | F | 23643 | Easton | Washington | NY | 1986-01-01 | 0.4 |  | 0 | 0 |  | Conventional Hydro | Water |  |  | 0.7 |  | 19.9772 | 7 | 7e-06
R1555 | Niagara Mohawk Power Corp. | Hollings&Vose-Lower | F | 23643 | Easton | Washington | NY | 1986-01-01 | 0.4 |  | 0 | 0 |  | Conventional Hydro | Water
R1556 | Niagara Mohawk Power Corp. | Hollings&Vose-Upper | F | 23643 | Easton | Washington | NY | 1986-01-01 | 0.4 |  | 0 | 0 |  | Conventional Hydro | Water
R1557 | Niagara Mohawk Power Corp. | Hollow Dam Power | E | 23633 | Saint Lawrence | St Lawrence | NY | 1987-12-01 | 1 |  | 0 | 0 |  | Conventional Hydro | Water |  |  | 2.5 |  | 28.5388 | 25 | 2.5e-05
R1558 | Niagara Mohawk Power Corp. | Hoosick Falls | F | 23643 | Hoosick Falls | Rensselaer | NY | 1988-08-01 | 0.6 |  | 0 | 0 |  | Conventional Hydro | Water
R1560 | Niagara Mohawk Power Corp. | Indian Falls HY | E | 23633 | Theresa | Jefferson | NY | 1986-01-01 | 0.3 |  | 0 | 0 |  | Conventional Hydro | Water
R1561 | Niagara Mohawk Power Corp. | International Paper - Curtis | F | 1655 | Corinth | Saratoga | NY | 1986-01-01 | 9.8 | 30.8 | 0 | 0 |  | Conventional Hydro | Water |  |  | 263.8 | ( G ) |  | 2638 | 0.002638
R1562 | Niagara Mohawk Power Corp. | International Paper - Palmer | F | 1655 | Corinth | Saratoga | NY | 1986-01-01 | 49.2 | 30.8 | 0 | 0 |  | Conventional Hydro | Water
R1563 | Niagara Mohawk Power Corp. | Kayuta Lake | E | 23633 | Kayuta | Oneida | NY | 1988-05-01 | 0.4 |  | 0 | 0 |  | Conventional Hydro | Water |  |  | 1.9 |  | 54.2237 | 19 | 1.9e-05
R1564 | Niagara Mohawk Power Corp. | Kings Falls | E | 23633 | Copenhagen | Lewis | NY | 1988-05-01 | 1.6 |  | 0 | 0 |  | Conventional Hydro | Water |  |  | 0.1 |  | 0.71347 | 1 | 1e-06
R1567 | Niagara Mohawk Power Corp. | Little Falls Hydro | E | 24013 | Little Falls | Herkimer | NY | 1987-01-01 | 13 | 12.6 | 0 | 0 |  | Conventional Hydro | Water |  |  | 50 |  | 43.9059 | 500 | 0.0005
R1568 | Niagara Mohawk Power Corp. | Long Falls Hydro | E | 23633 | Carthage | Jefferson | NY | 1991-06-01 | 3.3 |  | 0 | 0 |  | Conventional Hydro | Water |  |  | 8.3 |  | 28.7118 | 83 | 8.3e-05
R1569 | Niagara Mohawk Power Corp. | Lyonsdale Assoc. (Burrows) | E | 23633 | Lyons Falls | Lewis | NY | 1984-07-01 | 3 |  | 0 | 0 |  | Conventional Hydro | Water |  |  | 10.9 |  | 41.4764 | 109 | 0.000109
R1570 | Niagara Mohawk Power Corp. | Mechanicville | F | 23643 | Halfmoon | Saratoga | NY | 2005-03-01 | 3.8 |  | 0 | 0 |  | Conventional Hydro | Water |  |  | 19.4 |  | 58.2793 | 194 | 0.000194
R1571 | Niagara Mohawk Power Corp. | Mount Ida Hydro c/o Ampersand | F | 23643 | Troy | Rensselaer | NY | 1986-01-01 | 3 |  | 0 | 0 |  | Conventional Hydro | Water |  |  | 7.2 |  | 27.3973 | 72 | 7.2e-05
R1572 | Niagara Mohawk Power Corp. | Mountainaire Massage Spa | F | 23643 | Wevertown | Warren | NY | 2009-11-01 |  |  | 0 | 0 |  | Conventional Hydro | Water
R1573 | Niagara Mohawk Power Corp. | Newport Hydro Assoc. | E | 23633 | Newport | Herkimer | NY | 1987-12-01 | 1.7 |  | 0 | 0 |  | Conventional Hydro | Water |  |  | 7.1 |  | 47.6766 | 71 | 7.1e-05
R1574 | Niagara Mohawk Power Corp. | Northbrook Carthage | E | 23633 | Carthage | Jefferson | NY | 1986-01-01 | 4.4 |  | 0 | 0 |  | Conventional Hydro | Water |  |  | 20.9 |  | 54.2237 | 209 | 0.000209
R1576 | Niagara Mohawk Power Corp. | Oakvale Construction | D | 24055 | Wilmington | Essex | NY | 2009-11-01 | 0.4 |  | 0 | 0 |  | Conventional Hydro | Water |  |  | 1.2 |  | 34.2466 | 12 | 1.2e-05
R1577 | Niagara Mohawk Power Corp. | Ogdensburg Hydro | E | 23633 | Ogdensburg | St Lawrence | NY | 1987-12-01 | 3.5 |  | 0 | 0 |  | Conventional Hydro | Water |  |  | 9.8 |  | 31.9635 | 98 | 9.8e-05
R1581 | Niagara Mohawk Power Corp. | Oswego Hydro Partners LP | C | 23634 | Phoenix | Oswego | NY | 1990-12-01 | 3.4 |  | 0 | 0 |  | Conventional Hydro | Water |  |  | 8.8 |  | 29.5461 | 88 | 8.8e-05
R1582 | Niagara Mohawk Power Corp. | Pyrites Assoc. | E | 24023 | Canton | St Lawrence | NY | 1985-12-01 | 8.2 | 7.5 | 0 | 0 |  | Conventional Hydro | Water |  |  | 24.6 |  | 34.2466 | 246 | 0.000246
R1584 | Niagara Mohawk Power Corp. | Riverrat Glass & Electric | F | 23643 | Wadhams | Essex | NY | 1986-01-01 | 0.6 |  | 0 | 0 |  | Conventional Hydro | Water |  |  | 2 |  | 38.0518 | 20 | 2e-05
R1585 | Niagara Mohawk Power Corp. | Sandy Hollow Hydro Assoc. | E | 23633 | Sandy Hollow | Jefferson | NY | 1986-09-01 | 0.6 |  | 0 | 0 |  | Conventional Hydro | Water |  |  | 0.8 |  | 15.2207 | 8 | 8e-06
R1586 | Niagara Mohawk Power Corp. | Seneca Limited | C | 23634 | Syracuse | Onondaga | NY | 1985-12-01 | 0.2 |  | 0 | 0 |  | Conventional Hydro | Water
R1588 | Niagara Mohawk Power Corp. | Stevens&Thompson Paper Co. | F | 23643 | Middle Falls | Washington | NY | 1987-12-01 | 10.5 |  | 0 | 0 |  | Conventional Hydro | Water |  |  | 23.7 |  | 25.7665 | 237 | 0.000237
R1589 | Niagara Mohawk Power Corp. | Stillwater Assoc. | E | 23633 | Webb | Herkimer | NY | 1987-01-01 | 1.8 |  | 0 | 0 |  | Conventional Hydro | Water |  |  | 5.4 |  | 34.2466 | 54 | 5.4e-05
R1590 | Niagara Mohawk Power Corp. | Stillwater Hydro Partners LP | F | 23643 | Stillwater | Saratoga | NY | 1993-04-01 | 3.4 |  | 0 | 0 |  | Conventional Hydro | Water |  |  | 13.3 |  | 44.6548 | 133 | 0.000133
R1591 | Niagara Mohawk Power Corp. | Stuyvesant Falls Hydro | F | 23643 | Stuyvesant | Columbia | NY | 2013-02-01 | 7 |  | 0 | 0 |  | Conventional Hydro | Water |  |  | 9.6 |  | 15.6556 | 96 | 9.6e-05
R1593 | Niagara Mohawk Power Corp. | Synergics - Middle Greenwich | F | 23643 | Greenwich | Washington | NY | 1987-12-01 | 0.2 |  | 0 | 0 |  | Conventional Hydro | Water
R1594 | Niagara Mohawk Power Corp. | Synergics - Union Falls | D | 24055 | Union Falls | Clinton | NY | 1987-12-01 | 3 |  | 0 | 0 |  | Conventional Hydro | Water |  |  | 8.2 |  | 31.2024 | 82 | 8.2e-05
R1595 | Niagara Mohawk Power Corp. | Synergics - Upper Greenwich | F | 23643 | Greenwich | Washington | NY | 1987-12-01 | 0.4 |  | 0 | 0 |  | Conventional Hydro | Water
R1596 | Niagara Mohawk Power Corp. | Tannery Island | E | 23633 | Carthage | Jefferson | NY | 1986-01-01 | 1.5 |  | 0 | 0 |  | Conventional Hydro | Water |  |  | 6.9 |  | 52.5114 | 69 | 6.9e-05
R1597 | Niagara Mohawk Power Corp. | Town of Wells (Lake Algonquin) | F | 23643 | Wells | Hamilton | NY | 1987-12-01 | 0.5 |  | 0 | 0 |  | Conventional Hydro | Water |  |  | 1.5 |  | 34.2466 | 15 | 1.5e-05
R1599 | Niagara Mohawk Power Corp. | Unionville Hydro | E | 23633 | Potsdam | St Lawrence | NY | 1984-07-01 | 3 |  | 0 | 0 |  | Conventional Hydro | Water |  |  | 12.1 |  | 46.0426 | 121 | 0.000121
R1601 | Niagara Mohawk Power Corp. | Valatie Falls | F | 23643 | Valatie | Columbia | NY | 1992-12-01 | 0.1 |  | 0 | 0 |  | Conventional Hydro | Water |  |  | 0.6 |  | 68.4932 | 6 | 6e-06
R1602 | Niagara Mohawk Power Corp. | Valley Falls Assoc. | F | 23643 | Valley Falls | Rensselaer | NY | 1985-08-01 | 2.5 |  | 0 | 0 |  | Conventional Hydro | Water |  |  | 7.4 |  | 33.79 | 74 | 7.4e-05
R1603 | Niagara Mohawk Power Corp. | Village of Gouverneur | E | 23633 | Gouverneur | St Lawrence | NY | 1986-01-01 | 0.1 |  | 0 | 0 |  | Conventional Hydro | Water
R1604 | Niagara Mohawk Power Corp. | Village of Potsdam | E | 23633 | Potsdam | St Lawrence | NY | 1986-01-01 | 0.8 |  | 0 | 0 |  | Conventional Hydro | Water
R1605 | Niagara Mohawk Power Corp. | Village of Potsdam 2 | E | 23633 | Potsdam | St Lawrence | NY | 2014-04-01 | 0.5 |  | 0 | 0 |  | Conventional Hydro | Water
R1606 | Niagara Mohawk Power Corp. | Village of Saranac Lake | D | 24055 | Saranac Lake | Franklin | NY | 1996-12-01 | 0.2 |  | 0 | 0 |  | Conventional Hydro | Water
R1607 | Niagara Mohawk Power Corp. | Wave Hydro LLC | C | 23634 | Baldwinsville | Onondaga | NY | 2010-02-07 | 0.823 |  | 0 | 0 |  | Conventional Hydro | Water |  |  | 0.4 |  | 5.5483 | 4 | 4e-06
R1617 | Northbrook Lyons Falls, LLC | Hampshire Paper | E | 323593 | Gouverneur | St Lawrence | NY | 1987-03-01 | 3.4 | 3.5 | 3.4 | 3.4 |  | Conventional Hydro | Water |  |  | 16.9 |  | 56.7419 | 169 | 0.000169
R1618 | Northbrook Lyons Falls, LLC | Lyons Falls Hydro | E | 23570 | Lyons Falls | Lewis | NY | 1986-01-01 | 8 | 7.3 | 8 | 8 |  | Conventional Hydro | Water |  |  | 43.2 |  | 61.6438 | 432 | 0.000432
R1645 | Orange and Rockland Utilities | Buttermilk Falls | G | 5055 | Highland Falls | Orange | NY | 1986-12-01 | 0.1 |  | 0 | 0 |  | Conventional Hydro | Water
R1651 | Rochester Gas and Electric Corp. | Mills Mills | B | 5059 | Fillmore | Allegany | NY | 1906-07-01 | 0.2 |  | 0 | 0 |  | Conventional Hydro | Water
R1652 | Rochester Gas and Electric Corp. | Mt Morris | B | 5060 | Mt Morris | Livingston | NY | 1916-07-01 | 0.3 |  | 0 | 0 |  | Conventional Hydro | Water
R1653 | Rochester Gas and Electric Corp. | Station 2 1 | B | 23604 | Rochester | Monroe | NY | 1913-07-01 | 8.5 | 6.5 | 8.5 | 8.5 |  | Conventional Hydro | Water |  |  | 9.5 |  | 12.7585 | 95 | 9.5e-05
R1654 | Rochester Gas and Electric Corp. | Station 26 1 | B | 23604 | Rochester | Monroe | NY | 1952-08-01 | 3 | 3 | 3 | 3 |  | Conventional Hydro | Water |  |  | 5.8 |  | 22.07 | 58 | 5.8e-05
R1655 | Rochester Gas and Electric Corp. | Station 5 1 | B | 23604 | Rochester | Monroe | NY | 1918-07-01 | 13.982 | 11.8 | 14 | 14 |  | Conventional Hydro | Water |  |  | 61 |  | 49.8031 | 610 | 0.00061
R1656 | Rochester Gas and Electric Corp. | Station 5 2 | B | 23604 | Rochester | Monroe | NY | 1918-07-01 | 13.59 | 11.8 | 13.6 | 13.6 |  | Conventional Hydro | Water
R1657 | Rochester Gas and Electric Corp. | Station 5 3 | B | 23604 | Rochester | Monroe | NY | 1918-07-01 | 18 | 16.5 | 18 | 18 |  | Conventional Hydro | Water |  |  | 48.8 |  | 30.9488 | 488 | 0.000488
R1658 | Rochester Gas and Electric Corp. | Wiscoy 1 | B | 5061 | Fillmore | Allegany | NY | 1922-07-01 | 0.6 |  | 0 | 0 |  | Conventional Hydro | Water
R1659 | Rochester Gas and Electric Corp. | Wiscoy 2 | B | 5062 | Fillmore | Allegany | NY | 1922-07-01 | 0.5 |  | 0 | 0 |  | Conventional Hydro | Water
R1675 | Seneca Falls Power Corp. | Seneca Falls 1 | C | 23627 | Seneca Falls | Seneca | NY | 1998-06-01 | 1.8 | 1.6 | 0 | 0 |  | Conventional Hydro | Water
R1676 | Seneca Falls Power Corp. | Seneca Falls 2 | C | 23627 | Seneca Falls | Seneca | NY | 1998-06-01 | 1.8 | 1.6 | 0 | 0 |  | Conventional Hydro | Water
R1677 | Seneca Falls Power Corp. | Seneca Falls 4 | C | 23627 | Seneca Falls | Seneca | NY | 1998-06-01 | 2 | 1.8 | 0 | 0 |  | Conventional Hydro | Water
R1705 | Triton Power Company | Chateaugay High Falls | D | 323578 | Chateaugay | Franklin | NY | 1987-12-01 | 1.7 | 1.7 | 0 | 0 |  | Conventional Hydro | Water |  |  | 6.2 |  | 41.6331 | 62 | 6.2e-05
Totals | [8 empty] | 5336.9 | [8 empty] | 26314.1 |  |  | 263141 | 0.26314

## Pumped Storage
Line No. | Billing Org | Station Unit | Zone | PTID | Town | Cnty | St | MM-DD-YYYY | Nameplate MW | CRIS SUM MW | CAPABILITY SUM MW | CAPABILITY WIN MW | DUAL | Unit Type | Fuel Type 1 | Fuel Type 2 | Fuel Type 3 | 2016 GWh | Notes | Capacity % | CO2 Emissions MTCO2 | CO2 Emissions MMTCO2
R1430 | New York Power Authority | Blenheim - Gilboa 1 | F | 23756 | Gilboa NY | Schoharie | NY | 1973-07-01 | 290 | 290.7 | 291.6 | 292.4 |  | Pumped Storage Hydro | Water |  |  | 70.7 |  | 2.783 | 707 | 0.000707
R1431 | New York Power Authority | Blenheim - Gilboa 2 | F | 23757 | Gilboa NY | Schoharie | NY | 1973-07-01 | 290 | 291.2 | 291.8 | 292.4 |  | Pumped Storage Hydro | Water |  |  | 165.1 |  | 6.499 | 1651 | 0.001651
R1432 | New York Power Authority | Blenheim - Gilboa 3 | F | 23758 | Gilboa NY | Schoharie | NY | 1973-07-01 | 290 | 291.7 | 291.9 | 293.5 |  | Pumped Storage Hydro | Water |  |  | 107.8 |  | 4.2434 | 1078 | 0.001078
R1433 | New York Power Authority | Blenheim - Gilboa 4 | F | 23759 | Gilboa NY | Schoharie | NY | 1973-07-01 | 290 | 291.5 | 291.5 | 292.2 |  | Pumped Storage Hydro | Water |  |  | 27.7 |  | 1.0904 | 277 | 0.000277
R1453 | New York Power Authority | Lewiston PS (Fleet) | A | 23760 | Niagara Falls | Niagara | NY | 1961-01-01 | 240 | 240 | 240 | 240 |  | Pumped Storage Hydro | Water |  |  | 464.3 |  | 22.0843 | 4643 | 0.004643
Totals | [8 empty] | 1400 | [8 empty] | 835.6 |  |  | 8356 | 0.008356

## Wind
Line No. | Billing Org | Station Unit | Zone | PTID | Town | Cnty | St | MM-DD-YYYY | Nameplate MW | CRIS SUM MW | CAPABILITY SUM MW | CAPABILITY WIN MW | DUAL | Unit Type | Fuel Type 1 | Fuel Type 2 | Fuel Type 3 | 2016 GWh | Notes | Capacity % | CO2 Emissions MTCO2 | CO2 Emissions MMTCO2
R1078 | Canandaigua Power Partners, LLC | Canandaigua Wind Power | C | 323617 | Avoca | Steuben | NY | 2008-12-05 | 125 | 125 | 125 | 125 |  | Wind Turbine | Wind |  |  | 258.7 |  | 23.6256 | 2328.3 | 0.0023283
R1079 | Canastota Windpower LLC | Fenner Wind Power | C | 24204 | Fenner | Madison | NY | 2001-12-01 | 30 | 0 | 0 | 0 |  | Wind Turbine | Wind |  |  | 62.4 |  | 23.7443 | 561.6 | 0.0005616
R1115 | Consolidated Edison Energy, Inc. | Munnsville Wind Power | E | 323609 | Bouckville | Madison | NY | 2007-08-20 | 34.5 | 34.5 | 34.5 | 34.5 |  | Wind Turbine | Wind |  |  | 93.9 |  | 31.0701 | 845.1 | 0.0008451
R1310 | Erie Wind, LLC | Erie Wind | A | 323693 | Lackawanna | Erie | NY | 2012-02-01 | 15 | 0 | 0 | 0 |  | Wind Turbine | Wind |  |  | 38.1 |  | 28.9954 | 342.9 | 0.0003429
R1319 | Flat Rock Windpower II, LLC | Maple Ridge Wind 2 | E | 323611 | Lowville | Lewis | NY | 2007-12-01 | 90.8 | 90.7 | 90.8 | 90.8 |  | Wind Turbine | Wind |  |  | 212 |  | 26.653 | 1908 | 0.001908
R1320 | Flat Rock Windpower, LLC | Maple Ridge Wind 1 | E | 323574 | Lowville | Lewis | NY | 2006-01-01 | 231 | 231 | 231 | 231 |  | Wind Turbine | Wind |  |  | 554.9 |  | 27.422 | 4994.1 | 0.0049941
R1329 | Hardscrabble Wind Power LLC | Hardscrabble Wind | E | 323673 | Fairfield | Herkimer | NY | 2011-02-01 | 74 | 74 | 74 | 74 |  | Wind Turbine | Wind |  |  | 182 |  | 28.076 | 1638 | 0.001638
R1330 | Howard Wind LLC | Howard Wind | C | 323690 | Howard | Steuben | NY | 2011-12-01 | 55.4 | 57.4 | 55.4 | 55.4 |  | Wind Turbine | Wind |  |  | 133.8 |  | 27.5703 | 1204.2 | 0.0012042
R1347 | Jericho Rise Wind Farm LLC | Jericho Rise Wind Farm | D | 323719 | Chateaugay | Franklin | NY | 2016-12-01 | 77.7 | 77.7 | 77.7 | 77.7 |  | Wind Turbine | Wind |  |  | 15.3 | ( 2 ) ( N ) | 2.2478 | 137.7 | 0.0001377
R1421 | Madison Windpower, LLC | Madison Wind Power | E | 24146 | Madison | Madison | NY | 2000-09-01 | 11.55 | 11.5 | 11.6 | 11.6 |  | Wind Turbine | Wind |  |  | 20 |  | 19.7671 | 180 | 0.00018
R1422 | Marble River LLC | Marble River Wind | D | 323696 | Ellenburg | Clinton | NY | 2012-07-01 | 215.5 | 215.2 | 215.5 | 215.5 |  | Wind Turbine | Wind |  |  | 523.6 |  | 27.7363 | 4712.4 | 0.0047124
R1423 | Marsh Hill Energy LLC | Marsh Hill Wind Farm | C | 323713 | Jasper | Steuben | NY | 2014-12-01 | 16.2 | 0 | 0 | 0 |  | Wind Turbine | Wind |  |  | 55 |  | 38.7564 | 495 | 0.000495
R1608 | Niagara Wind Power, LLC | Steel Wind | A | 323596 | Lackawanna | Erie | NY | 2007-01-23 | 20 |  | 0 | 0 |  | Wind Turbine | Wind |  |  | 55.7 |  | 31.7922 | 501.3 | 0.0005013
R1611 | Noble Altona Windpark, LLC | Altona Wind Power | D | 323606 | Altona | Clinton | NY | 2008-09-23 | 97.5 | 97.5 | 97.5 | 97.5 |  | Wind Turbine | Wind |  |  | 170.1 |  | 19.9157 | 1530.9 | 0.0015309
R1612 | Noble Bliss Windpark, LLC | Bliss Wind Power | A | 323608 | Bliss | Wyoming | NY | 2008-03-20 | 100.5 | 100.5 | 100.5 | 100.5 |  | Wind Turbine | Wind |  |  | 204.4 |  | 23.2172 | 1839.6 | 0.0018396
R1613 | Noble Chateaugay Windpark, LLC | Chateaugay Wind Power | D | 323614 | Chateaugay | Franklin | NY | 2008-10-07 | 106.5 | 106.5 | 106.5 | 106.5 |  | Wind Turbine | Wind |  |  | 209.6 |  | 22.4666 | 1886.4 | 0.0018864
R1614 | Noble Clinton Windpark 1, LLC | Clinton Wind Power | D | 323605 | Clinton | Clinton | NY | 2008-04-09 | 100.5 | 100.5 | 100.5 | 100.5 |  | Wind Turbine | Wind |  |  | 175.1 |  | 19.8891 | 1575.9 | 0.0015759
R1615 | Noble Ellenburg Windpark, LLC | Ellenburg Wind Power | D | 323604 | Ellenburg | Clinton | NY | 2008-03-31 | 81 | 81 | 81 | 81 |  | Wind Turbine | Wind |  |  | 168.8 |  | 23.7894 | 1519.2 | 0.0015192
R1616 | Noble Wethersfield Windpark, LLC | Wethersfield Wind Power | C | 323626 | Wethersfield | Wyoming | NY | 2008-12-11 | 126 | 126 | 126 | 126 |  | Wind Turbine | Wind |  |  | 264.8 |  | 23.9907 | 2383.2 | 0.0023832
R1684 | Sheldon Energy LLC | High Sheldon Wind Farm | C | 323625 | Sheldon | Wyoming | NY | 2009-02-01 | 118.1 | 112.5 | 118.1 | 118.1 |  | Wind Turbine | Wind |  |  | 267.6 |  | 25.8662 | 2408.4 | 0.0024084
R1688 | Stony Creek Energy LLC | Orangeville Wind Farm | C | 323706 | Orangeville | Wyoming | NY | 2013-12-01 | 93.9 | 94.4 | 93.9 | 93.9 |  | Wind Turbine | Wind |  |  | 265 |  | 32.2163 | 2385 | 0.002385
R1706 | Western New York Wind Corp. | Western NY Wind Power | B | 24143 | Wethersfield | Wyoming | NY | 2000-10-01 | 6.6 | 0 | 0 | 0 |  | Wind Turbine | Wind |  |  | 12.5 |  | 21.6203 | 112.5 | 0.0001125
Totals | [8 empty] | 1827.25 | [8 empty] | 3943.3 |  |  | 35489.7 | 0.03549

## Refuse
Line No. | Billing Org | Station Unit | Zone | PTID | Town | Cnty | St | MM-DD-YYYY | Nameplate MW | CRIS SUM MW | CAPABILITY SUM MW | CAPABILITY WIN MW | DUAL | Unit Type | Fuel Type 1 | Fuel Type 2 | Fuel Type 3 | 2016 GWh | Notes | Capacity % | CO2 Emissions MTCO2 | CO2 Emissions MMTCO2
R1089 | Central Hudson Gas & Elec. Corp. | DCRRA | G | 23765 | Poughkeepsie | Dutchess | NY | 1987-09-01 | 9.2 | 8.8 | 6.5 | 5.9 |  | Steam Turbine (Fossil) | Refuse |  |  | 37.7 |  | 46.7788 | 867.1 | 0.0008671
R1121 | Covanta Niagara, LP | American Ref-Fuel 1 | A | 24010 | Niagara | Niagara | NY | 1993-05-01 | 25 | 19.6 | 14.3 | 17 |  | Steam Turbine (Fossil) | Refuse |  |  | 194.1 | ( G ) | 88.6301 | 4464.3 | 0.0044643
R1122 | Covanta Niagara, LP | American Ref-Fuel 2 | A | 24010 | Niagara | Niagara | NY | 1993-05-01 | 25 | 19.6 | 14.3 | 17 |  | Steam Turbine (Fossil) | Refuse
R1348 | Long Island Power Authority | Babylon (RR) | K | 323704 | Babylon | Suffolk | NY | 1989-04-01 | 17 | 15.5 | 14.5 | 14.7 |  | Steam Turbine (Fossil) | Refuse |  |  | 116.4 |  | 78.1628 | 2677.2 | 0.0026772
R1377 | Long Island Power Authority | Hempstead (RR) | K | 23647 | Hempstead | Nassau | NY | 1989-10-01 | 78.6 | 73.7 | 73.9 | 73.4 |  | Steam Turbine (Fossil) | Refuse |  |  | 573 |  | 83.22 | 13179 | 0.013179
R1388 | Long Island Power Authority | Huntington (RR) | K | 323705 | Huntington | Suffolk | NY | 1991-12-01 | 28 | 24.7 | 24.1 | 24.3 |  | Steam Turbine (Fossil) | Refuse |  |  | 194.6 |  | 79.3379 | 4475.8 | 0.0044758
R1389 | Long Island Power Authority | Islip (RR) | K | 323679 | Ronkonkoma | Suffolk | NY | 1990-03-01 | 12.5 | 11.2 | 8.8 | 9.3 |  | Steam Turbine (Fossil) | Refuse |  |  | 57.4 |  | 52.4201 | 1320.2 | 0.0013202
R1578 | Niagara Mohawk Power Corp. | Onondaga County | C | 23987 | North Syracuse | Onondaga | NY | 1994-12-01 | 39.5 | 32.6 | 0 | 0 |  | Steam Turbine (Fossil) | Refuse |  |  | 198.2 |  | 57.2799 | 4558.6 | 0.0045586
R1580 | Niagara Mohawk Power Corp. | Oswego County | C | 23634 | Oswego | Oswego | NY | 1986-03-01 | 3.6 |  | 0 | 0 |  | Steam Turbine (Fossil) | Refuse |  |  | 5.2 |  | 16.4891 | 119.6 | 0.0001196
R1707 | Wheelabrator Hudson Falls, LLC | Wheelabrator Hudson Falls | F | 23798 | Hudson Falls | Washington | NY | 1991-10-01 | 14.4 | 12.7 | 11.5 | 11.1 |  | Steam Turbine (Fossil) | Refuse |  |  | 76.9 |  | 60.9621 | 1768.7 | 0.0017687
R1708 | Wheelabrator Westchester, LP | Wheelabrator Westchester | H | 23653 | Peekskill | Westchester | NY | 1984-04-01 | 59.7 | 53.5 | 50.7 | 50.9 |  | Steam Turbine (Fossil) | Refuse |  |  | 387.4 |  | 74.0766 | 8910.2 | 0.0089102
Totals | [8 empty] | 312.5 | [8 empty] | 1840.9 |  |  | 42340.7 | 0.042341

## Sunlight
Line No. | Billing Org | Station Unit | Zone | PTID | Town | Cnty | St | MM-DD-YYYY | Nameplate MW | CRIS SUM MW | CAPABILITY SUM MW | CAPABILITY WIN MW | DUAL | Unit Type | Fuel Type 1 | Fuel Type 2 | Fuel Type 3 | 2016 GWh | Notes | Capacity % | CO2 Emissions MTCO2 | CO2 Emissions MMTCO2
R1390 | Long Island Power Authority | Long Island Solar Farm | K | 323691 | Upton | Suffolk | NY | 2011-11-01 | 31.5 | 31.5 | 31.5 | 31.5 |  | Photovoltaic | Sunlight |  |  | 53.7 |  | 19.4608 | 1718.4 | 0.0017184
Totals | [8 empty] | 31.5 | [8 empty] | 53.7 |  |  | 1718.4 | 0.0017184

## Wood
Line No. | Billing Org | Station Unit | Zone | PTID | Town | Cnty | St | MM-DD-YYYY | Nameplate MW | CRIS SUM MW | CAPABILITY SUM MW | CAPABILITY WIN MW | DUAL | Unit Type | Fuel Type 1 | Fuel Type 2 | Fuel Type 3 | 2016 GWh | Notes | Capacity % | CO2 Emissions MTCO2 | CO2 Emissions MMTCO2
R1420 | Lyonsdale Biomass, LLC | Lyonsdale | E | 23803 | Lyonsdale | Lewis | NY | 1992-08-01 | 21.1 | 20.2 | 20.1 | 20.2 |  | Steam Turbine (Fossil) | Wood |  |  | 129.9 |  | 70.2785 | 3507.3 | 0.0035073
R1499 | Niagara Generation, LLC | Niagara Bio-Gen (IIFO - 1/1/2016) | A | 23895 | Niagara Falls | Niagara | NY | 1991-08-01 | 56 | 50.5 | 0 | 0 |  | Steam Turbine (Fossil) | Wood |  |  |  | ( I )
R1583 | Niagara Mohawk Power Corp. | ReEnergy LLC | E | 23633 | Watertown | Jefferson | NY | 2013-05-30 | 15.45 |  | 0 | 0 |  | Steam Turbine (Fossil) | Wood | No. 2 Fuel Oil |  | 162.6 |  |  | 4390.2 | 0.0043902
Totals | [8 empty] | 92.55 | [8 empty] | 292.5 |  |  | 7897.5 | 0.0078975

## Fly Wheel
Line No. | Billing Org | Station Unit | Zone | PTID | Town | Cnty | St | MM-DD-YYYY | Nameplate MW | CRIS SUM MW | CAPABILITY SUM MW | CAPABILITY WIN MW | DUAL | Unit Type | Fuel Type 1 | Fuel Type 2 | Fuel Type 3 | 2016 GWh | Notes | Capacity % | CO2 Emissions MTCO2 | CO2 Emissions MMTCO2
R1687 | Stephentown Spindle LLC | Beacon LESR | F | 323632 | Stephentown | Rensselaer | NY | 2010-11-29 | 20 | 0 | 0 | 0 |  | Energy Storage | Fly Wheel
Totals | [8 empty] | 20 | [8 empty] | 0 |  |  | 0 | 0

## Imported Power
Line No. | Billing Org | Station Unit | Zone | PTID | Town | Cnty | St | MM-DD-YYYY | Nameplate MW | CRIS SUM MW | CAPABILITY SUM MW | CAPABILITY WIN MW | DUAL | Unit Type | Fuel Type 1 | Fuel Type 2 | Fuel Type 3 | 2016 GWh | Notes | Capacity % | CO2 Emissions MTCO2 | CO2 Emissions MMTCO2
R1061 | Bayonne Energy Center, LLC | Bayonne EC CTG1 | J | 323682 | Bayonne NJ | Hudson | NJ | 2012-06-01 | 64 | 64 | 59.9 | 63.1 | YES | Jet Engine | Natural Gas | Kerosene |  | 143.8 |  | 25.6493 | 63703.4 | 0.063703
R1062 | Bayonne Energy Center, LLC | Bayonne EC CTG2 | J | 323683 | Bayonne NJ | Hudson | NJ | 2012-06-01 | 64 | 64 | 61 | 62.7 | YES | Jet Engine | Natural Gas | Kerosene |  | 149 |  | 26.5768 | 66007 | 0.066007
R1063 | Bayonne Energy Center, LLC | Bayonne EC CTG3 | J | 323684 | Bayonne NJ | Hudson | NJ | 2012-06-01 | 64 | 64 | 59.1 | 62.7 | YES | Jet Engine | Natural Gas | Kerosene |  | 151 |  | 26.9335 | 66893 | 0.066893
R1064 | Bayonne Energy Center, LLC | Bayonne EC CTG4 | J | 323685 | Bayonne NJ | Hudson | NJ | 2012-06-01 | 64 | 64 | 58.7 | 62.4 | YES | Jet Engine | Natural Gas | Kerosene |  | 129.9 |  | 23.1699 | 57545.7 | 0.057546
R1065 | Bayonne Energy Center, LLC | Bayonne EC CTG5 | J | 323686 | Bayonne NJ | Hudson | NJ | 2012-06-01 | 64 | 64 | 62 | 63.2 | YES | Jet Engine | Natural Gas | Kerosene |  | 150.3 |  | 26.8086 | 66582.9 | 0.066583
R1066 | Bayonne Energy Center, LLC | Bayonne EC CTG6 | J | 323687 | Bayonne NJ | Hudson | NJ | 2012-06-01 | 64 | 64 | 59.4 | 62.2 | YES | Jet Engine | Natural Gas | Kerosene |  | 119.7 |  | 21.3506 | 53027.1 | 0.053027
R1067 | Bayonne Energy Center, LLC | Bayonne EC CTG7 | J | 323688 | Bayonne NJ | Hudson | NJ | 2012-06-01 | 64 | 64 | 60.7 | 62.7 | YES | Jet Engine | Natural Gas | Kerosene |  | 137.2 |  | 24.472 | 60779.6 | 0.06078
R1068 | Bayonne Energy Center, LLC | Bayonne EC CTG8 | J | 323689 | Bayonne NJ | Hudson | NJ | 2012-06-01 | 64 | 64 | 61.7 | 62.8 | YES | Jet Engine | Natural Gas | Kerosene |  | 134.4 |  | 23.9726 | 59539.2 | 0.059539
R1134 | East Coast Power, LLC | Linden Cogen | J | 23786 | Linden NJ | Union | NJ | 1992-05-01 | 800 | 790.8 | 761.5 | 800 | YES | Combined Cycle | Natural Gas | Butane |  | 3602.9 |  | 51.4112 | 1596084.7 | 1.5961
R1467 | New York State Elec. & Gas Corp. | Allegheny 8 | C | 23528 | Kittanning PA | Armstrong | PA | 1990-10-01 | 16 | 14.7 | 16 | 16 |  | Conventional Hydro | Water |  |  | 93.9 |  | 66.9949 | 939 | 0.000939
R1468 | New York State Elec. & Gas Corp. | Allegheny 9 | C | 23528 | Kittanning PA | Armstrong | PA | 1990-10-01 | 22 | 20.2 | 22 | 22 |  | Conventional Hydro | Water |  |  | 112 |  | 58.1154 | 1120 | 0.00112
R1646 | Orange and Rockland Utilities | Intl. Crossroads | G | 5056 | Mahwah NJ | Bergen | NJ | 1987-12-01 | 3 |  | 0 | 0 | YES | Internal Combustion | Natural Gas | No. 2 Fuel Oil
Totals | [8 empty] | 1353 | [8 empty] | 4924.1 |  |  | 2092221.6 | 2.0922

## CO2 Emission Factors
Fuel Type | grams CO2/kWh | MTCO2/GWh | Unnamed: 3 | Unnamed: 4 | Unnamed: 5
Valuing the greenhouse gas emissions from nuclear power: A critical survey by Benjamin K. Sovacool
Coal | 1000 | 1000 |  |  | Energy Policy 36 (2008) 2940-2953
No. 2 Fuel Oil | 743 | 743
No. 4 Fuel Oil | 743 | 743
No. 6 Fuel Oil | 743 | 743
Fly Wheel | 0 | 0
Jet Fuel | 260 | 260
Kerosene | 260 | 260
Bio Gas | 11 | 11
Natural Gas | 443 | 443
Refuse | 23 | 23
Sunlight | 32 | 32
Uranium | 66 | 66
Conventional Hydro | 10 | 10
Pumped Storage | 10 | 10
Wood | 27 | 27
Wind | 9 | 9

## Heat Rates BTU per kWh
Unit Type | Heat Rate (BTU/kWh) | Unnamed: 2 | Unnamed: 3 | Unnamed: 4 | Unnamed: 5 | Unnamed: 6
Steam Generator Coal | 10059 |  |  |  | Source: | https://www.eia.gov/electricity/annual/html/epa_08_02.html
Steam Generator Petroleum | 10197
Steam Generator Nuclear | 10458
Steam Generator Natural Gas | 10372
Gas Turbine Natural Gas | 11302
Gas Turbine Petroleum | 13550
Internal Combustion Natural Gas | 9322
Internal Combustion Petroleum | 10379
Combined Cycle Petroleum | 9676
Combined Cycle Natural Gas | 7655

## Heat Content of Fuels
Fuel Type | Units | Source | Heat Content Value
Bio Gas | BTU/ft3 | http://www.engineeringtoolbox.com/energy-content-d_868.html | 690
Butane | BTU/ft3 |  | 3225
Methane | BTU/ft3 |  | 1029
Coal | BTU/ton |  | 28000000
Fuel Oil 2 | BTU/gal |  | 139000
Fuel Oil 6 | BTU/gal |  | 153000
Kerosene | BTU/gal |  | 135000

## Natural Gas Pollutants
Natural Gas Pollutant | Source | Units | Value
CO2 |  | lb/million ft3 | 120000
Lead | https://www3.epa.gov/ttnchie1/ap42/ch01/final/c01s04.pdf | lb/million ft3 | 0.0005
N2O |  | lb/million ft3 | 2.2
PM_Total |  | lb/million ft3 | 7.6
SO2 |  | lb/million ft3 | 0.6
TOC |  | lb/million ft3 | 11
VOC |  | lb/million ft3 | 5.5
Methane |  | lb/million ft3 | 2.3
Formaldyhyde |  | lb/million ft3 | 0.075
Hexane |  | lb/million ft3 | 1.8
Benzene |  | lb/million ft3 | 0.0021
Toluene |  | lb/million ft3 | 0.0034
Arsenic |  | lb/million ft3 | 0.0002
Beryllium |  | lb/million ft3 | 1.2e-05
Cadmium |  | lb/million ft3 | 0.0011
Chromium |  | lb/million ft3 | 0.0014
Colbalt |  | lb/million ft3 | 8.4e-11
Manganese |  | lb/million ft3 | 0.00038
Mercury |  | lb/million ft3 | 0.00026
Nickel |  | lb/million ft3 | 0.0021
Selenium |  | lb/million ft3 | 2.4e-05

## Coal Pollutants
Coal Pollutant | Source | Units | Value
CO2 |  | lbs/ton | 5500
Lead | https://www3.epa.gov/ttn/chief/ap42/ch01/final/c01s01.pdf | lbs/ton | 0.00042
N2O |  | lbs/ton | 0.05
PM |  | lbs/ton | 16
Methane |  | lbs/ton | 0.05
Formaldyhyde |  | lbs/ton | 0.00024
Hexane |  | lbs/ton | 6.7e-05
Benzene |  | lbs/ton | 0.0013
Toluene |  | lbs/ton | 0.00024
Arsenic |  | lbs/ton | 0.00041
Beryllium |  | lbs/ton | 2.1e-05
Cadmium |  | lbs/ton | 5.1e-05
Chromium |  | lbs/ton | 0.00026
Colbalt |  | lbs/ton | 0.0001
Manganese |  | lbs/ton | 0.00049
Mercury |  | lbs/ton | 8.3e-05
Nickel |  | lbs/ton | 0.00028
Selenium |  | lbs/ton | 0.0013
Methylene Chloride |  | lbs/ton | 0.00029
Phenol |  | lbs/ton | 1.6e-05
Trichloroethylene |  | lbs/ton | 4.3e-05

## Oil Pollutants
Fuel Oil Pollutant | Source | Units | Value
CO2 |  | lbs/1000 gallons | 25000
Aresenic | https://www3.epa.gov/ttn/chief/ap42/ch01/final/c01s03.pdf | lbs/1000 gallons | 0.00132
Beryllium |  | lbs/1000 gallons | 2.78e-05
Cadmium |  | lbs/1000 gallons | 0.000398
Chromium |  | lbs/1000 gallons | 0.000845
Cobalt |  | lbs/1000 gallons | 0.00602
Lead |  | lbs/1000 gallons | 0.00151
Manganese |  | lbs/1000 gallons | 0.003
Mercury |  | lbs/1000 gallons | 0.000113
Nickel |  | lbs/1000 gallons | 0.0845
Selenium |  | lbs/1000 gallons | 0.000683
Benzene |  | lbs/1000 gallons | 0.000214
Trichloroethane |  | lbs/1000 gallons | 0.000234
Toluene |  | lbs/1000 gallons | 0.0062
o-Xylene |  | lbs/1000 gallons | 0.000109
Formaldehyde |  | lbs/1000 gallons | 0.033

## Atmospheric Coal Pollutants
Unnamed: 0 | NYCA Totals | Zone A | Zone B | Zone C | Zone D | Zone E | Zone F | Zone G | Zone H | Zone I | Zone J | Zone K
BTU Coal | 15016075200000 | 9359899500000 | 0 | 5.6562e+12 | 0 | 0 | 0 | 0 | 0 | 0 | 0 | 0
CO2 (lbs) | 2949586200 | 1838551687.5 | 0 | 1111034512.5 | 0 | 0 | 0 | 0 | 0 | 0 | 0 | 0
CO2 (MT) | 1337911.3861 | 833954.0091 | 0 | 503957.377 | 0 | 0 | 0 | 0 | 0 | 0 | 0 | 0
Tons Coal | 536288.4 | 334282.125 | 0 | 202006.275 | 0 | 0 | 0 | 0 | 0 | 0 | 0 | 0
Lead (lbs) | 225.2411 | 140.3985 | 0 | 84.8426 | 0 | 0 | 0 | 0 | 0 | 0 | 0 | 0
N2O (lbs) | 26814.42 | 16714.1063 | 0 | 10100.3137 | 0 | 0 | 0 | 0 | 0 | 0 | 0 | 0
Nitrous Oxide (MT) | 12.1628 | 7.5814 | 0 | 4.5814 | 0 | 0 | 0 | 0 | 0 | 0 | 0 | 0
Nitrous Oxide (MT CO2eq) | 3259.6386 | 2031.8152 | 0 | 1227.8234 | 0 | 0 | 0 | 0 | 0 | 0 | 0 | 0
PM (lbs) | 8580614.4 | 5348514 | 0 | 3232100.4 | 0 | 0 | 0 | 0 | 0 | 0 | 0 | 0
PM (MT) | 3892.1059 | 2426.048 | 0 | 1466.0578 | 0 | 0 | 0 | 0 | 0 | 0 | 0 | 0
Methane (lbs) | 26814.42 | 16714.1063 | 0 | 10100.3137 | 0 | 0 | 0 | 0 | 0 | 0 | 0 | 0
Methane (MT) | 12.1628 | 7.5814 | 0 | 4.5814 | 0 | 0 | 0 | 0 | 0 | 0 | 0 | 0
Methane (MT CO2eq) | 1277.0972 | 796.047 | 0 | 481.0502 | 0 | 0 | 0 | 0 | 0 | 0 | 0 | 0
Formaldyhyde (lbs) | 128.7092 | 80.2277 | 0 | 48.4815 | 0 | 0 | 0 | 0 | 0 | 0 | 0 | 0
Hexane (lbs) | 35.9313 | 22.3969 | 0 | 13.5344 | 0 | 0 | 0 | 0 | 0 | 0 | 0 | 0
Benzene (lbs) | 697.1749 | 434.5668 | 0 | 262.6082 | 0 | 0 | 0 | 0 | 0 | 0 | 0 | 0
Toluene (lbs) | 128.7092 | 80.2277 | 0 | 48.4815 | 0 | 0 | 0 | 0 | 0 | 0 | 0 | 0
Arsenic (lbs) | 219.8782 | 137.0557 | 0 | 82.8226 | 0 | 0 | 0 | 0 | 0 | 0 | 0 | 0
Beryllium (lbs) | 11.2621 | 7.0199 | 0 | 4.2421 | 0 | 0 | 0 | 0 | 0 | 0 | 0 | 0
Cadmium (lbs) | 27.3507 | 17.0484 | 0 | 10.3023 | 0 | 0 | 0 | 0 | 0 | 0 | 0 | 0
Chromium (lbs) | 139.435 | 86.9134 | 0 | 52.5216 | 0 | 0 | 0 | 0 | 0 | 0 | 0 | 0
Colbalt (lbs) | 53.6288 | 33.4282 | 0 | 20.2006 | 0 | 0 | 0 | 0 | 0 | 0 | 0 | 0
Manganese (lbs) | 262.7813 | 163.7982 | 0 | 98.9831 | 0 | 0 | 0 | 0 | 0 | 0 | 0 | 0
Mercury (lbs) | 44.5119 | 27.7454 | 0 | 16.7665 | 0 | 0 | 0 | 0 | 0 | 0 | 0 | 0
Nickel (lbs) | 150.1608 | 93.599 | 0 | 56.5618 | 0 | 0 | 0 | 0 | 0 | 0 | 0 | 0
Selenium (lbs) | 697.1749 | 434.5668 | 0 | 262.6082 | 0 | 0 | 0 | 0 | 0 | 0 | 0 | 0
Methylene Chloride (lbs) | 155.5236 | 96.9418 | 0 | 58.5818 | 0 | 0 | 0 | 0 | 0 | 0 | 0 | 0
Phenol (lbs) | 8.5806 | 5.3485 | 0 | 3.2321 | 0 | 0 | 0 | 0 | 0 | 0 | 0 | 0
Trichloroethylene (lbs) | 23.0604 | 14.3741 | 0 | 8.6863 | 0 | 0 | 0 | 0 | 0 | 0 | 0 | 0
Total CO2eq (MT) | 1339200.6462 | 834757.6375 | 0 | 504443.0087 | 0 | 0 | 0 | 0 | 0 | 0 | 0 | 0

## Atmospheric Methane Pollutants
Unnamed: 0 | NYCA Totals | Zone A | Zone B | Zone C | Zone D | Zone E | Zone F | Zone G | Zone H | Zone I | Zone J | Zone K
Trillion BTU Methane | 384.3009 | 8.4542 | 1.0472 | 39.0895 | 0.70809 | 0.19673 | 109.0256 | 10.7698 | 0 | 0 | 136.8278 | 78.182
CO2 (lbs) | 44816431836.7347 | 985910437.3178 | 122122915.4519 | 4558541341.1079 | 82575801.7493 | 22942682.2157 | 12714352419.8251 | 1255955626.8222 | 0 | 0 | 15956590845.4811 | 9117439766.7638
CO2 (MT) | 20328415.7073 | 447201.9837 | 55394.0885 | 2067722.0297 | 37455.7982 | 10406.638 | 5767140.1057 | 569692.5669 | 0 | 0 | 7237796.4663 | 4135606.0304
Lead (lbs) | 186.7351 | 4.108 | 0.50885 | 18.9939 | 0.34407 | 0.095595 | 52.9765 | 5.2331 | 0 | 0 | 66.4858 | 37.9893
N2O (lbs) | 821634.5837 | 18075.0247 | 2238.9201 | 83573.2579 | 1513.8897 | 420.6158 | 233096.461 | 23025.8532 | 0 | 0 | 292537.4988 | 167153.0624
N2O (MT) | 372.6876 | 8.1987 | 1.0156 | 37.9082 | 0.68669 | 0.19079 | 105.7309 | 10.4444 | 0 | 0 | 132.6929 | 75.8194
N2O CO2eq (MT) | 99880.2825 | 2197.2524 | 272.1696 | 10159.4076 | 184.0328 | 51.1313 | 28335.8817 | 2799.0895 | 0 | 0 | 35561.7066 | 20319.611
PM (lbs) | 2838374.0163 | 62440.9944 | 7734.4513 | 288707.6183 | 5229.8008 | 1453.0365 | 805242.3199 | 79543.8564 | 0 | 0 | 1010584.0869 | 577437.8519
PM (MT) | 1287.4663 | 28.3228 | 3.5083 | 130.9557 | 2.3722 | 0.65909 | 365.2522 | 36.0805 | 0 | 0 | 458.3938 | 261.9217
SO2 (lbs) | 224082.1592 | 4929.5522 | 610.6146 | 22792.7067 | 412.879 | 114.7134 | 63571.7621 | 6279.7781 | 0 | 0 | 79782.9542 | 45587.1988
TOC (lbs) | 4108172.9184 | 90375.1234 | 11194.6006 | 417866.2896 | 7569.4485 | 2103.0792 | 1165482.3052 | 115129.2658 | 0 | 0 | 1462687.4942 | 835765.312
VOC (lbs) | 2054086.4592 | 45187.5617 | 5597.3003 | 208933.1448 | 3784.7242 | 1051.5396 | 582741.1526 | 57564.6329 | 0 | 0 | 731343.7471 | 417882.656
Methane (lbs) | 858981.6102 | 18896.6167 | 2340.6892 | 87372.0424 | 1582.7029 | 439.7347 | 243691.7547 | 24072.4828 | 0 | 0 | 305834.6579 | 174750.9289
Methane (MT) | 389.628 | 8.5714 | 1.0617 | 39.6313 | 0.7179 | 0.19946 | 110.5369 | 10.9191 | 0 | 0 | 138.7244 | 79.2658
Methane CO2eq (MT) | 40910.9366 | 899.994 | 111.4806 | 4161.2906 | 75.3798 | 20.9434 | 11606.3695 | 1146.5063 | 0 | 0 | 14566.0654 | 8322.9071
Formaldyhyde (lbs) | 28010.2699 | 616.194 | 76.3268 | 2849.0883 | 51.6099 | 14.3392 | 7946.4703 | 784.9723 | 0 | 0 | 9972.8693 | 5698.3999
Hexane (lbs) | 672246.4776 | 14788.6566 | 1831.8437 | 68378.1201 | 1238.637 | 344.1402 | 190715.2863 | 18839.3344 | 0 | 0 | 239348.8627 | 136761.5965
Benzene (lbs) | 784.2876 | 17.2534 | 2.1372 | 79.7745 | 1.4451 | 0.4015 | 222.5012 | 21.9792 | 0 | 0 | 279.2403 | 159.5552
Toluene (lbs) | 1269.7989 | 27.9341 | 3.4601 | 129.1587 | 2.3396 | 0.65004 | 360.24 | 35.5854 | 0 | 0 | 452.1034 | 258.3275
Arsenic (lbs) | 74.6941 | 1.6432 | 0.20354 | 7.5976 | 0.13763 | 0.038238 | 21.1906 | 2.0933 | 0 | 0 | 26.5943 | 15.1957
Beryllium (lbs) | 4.4816 | 0.098591 | 0.012212 | 0.45585 | 0.0082576 | 0.0022943 | 1.2714 | 0.1256 | 0 | 0 | 1.5957 | 0.91174
Cadmium (lbs) | 410.8173 | 9.0375 | 1.1195 | 41.7866 | 0.75694 | 0.21031 | 116.5482 | 11.5129 | 0 | 0 | 146.2687 | 83.5765
Chromium (lbs) | 522.8584 | 11.5023 | 1.4248 | 53.183 | 0.96338 | 0.26766 | 148.3341 | 14.6528 | 0 | 0 | 186.1602 | 106.3701
Colbalt (lbs) | 3.1372e-05 | 6.9014e-07 | 8.5486e-08 | 3.191e-06 | 5.7803e-08 | 1.606e-08 | 8.9e-06 | 8.7917e-07 | 0 | 0 | 1.117e-05 | 6.3822e-06
Manganese (lbs) | 141.9187 | 3.122 | 0.38672 | 14.4354 | 0.26149 | 0.072652 | 40.2621 | 3.9772 | 0 | 0 | 50.5292 | 28.8719
Mercury (lbs) | 97.1023 | 2.1361 | 0.2646 | 9.8768 | 0.17891 | 0.049709 | 27.5478 | 2.7212 | 0 | 0 | 34.5726 | 19.7545
Nickel (lbs) | 784.2876 | 17.2534 | 2.1372 | 79.7745 | 1.4451 | 0.4015 | 222.5012 | 21.9792 | 0 | 0 | 279.2403 | 159.5552
Selenium (lbs) | 8.9633 | 0.19718 | 0.024425 | 0.91171 | 0.016515 | 0.0045885 | 2.5429 | 0.25119 | 0 | 0 | 3.1913 | 1.8235
Total CO2eq (MT) | 20369699.3316 | 448110.1764 | 55506.5847 | 2071921.2285 | 37531.8646 | 10427.7721 | 5778852.2061 | 570849.5175 | 0 | 0 | 7252495.2246 | 4144004.757