## NYCA_2018
Line No. | Billing Org | Station Unit | Zone | PTID | Town | Cnty | St | YYY-MM-DD | Nameplate MW | CRIS SUM MW | CRIS WIN MW | CAPABILITY SUM MW | CAPABILITY WIN MW | DUAL | Unit Type | Fuel Type 1 | Fuel Type 2 | 2017 GWh | Notes | Capacity | CO2 Emissions MTCO2 | CO2 Emissions MMTCO2
R1001 | Albany Energy LLC | Albany LFGE | F | 323615 | Albany | Albany | NY | 1998-05-01 | 5.6 | 4.5 | 4.5 | 5.6 | 5.6 |  | Internal Combustion | Bio Gas |  | 26.4114 |  | 0.53839 | 290.526 | 0.00029053
R1002 | Astoria Energy II, LLC | Astoria Energy 2 - CC3 | J | 323677 | Queens | Queens | NY | 2011-07-01 | 330 | 288 | 376.3 | 286 | 329.4 | YES | Combined Cycle | Natural Gas | No. 2 Fuel Oil | 2568.84 | ( G ) | 0.88863 | 1137996.1289 | 1.138
R1003 | Astoria Energy II, LLC | Astoria Energy 2 - CC4 | J | 323678 | Queens | Queens | NY | 2011-07-01 | 330 | 288 | 376.3 | 286 | 329.4 | YES | Combined Cycle | Natural Gas | No. 2 Fuel Oil
R1004 | Astoria Energy, LLC | Astoria East Energy - CC1 | J | 323581 | Queens | Queens | NY | 2006-04-01 | 320 | 292.6 | 355.3 | 290.9 | 328.4 | YES | Combined Cycle | Natural Gas | No. 2 Fuel Oil | 3251.76 | ( G ) |  | 1440529.6844 | 1.4405
R1005 | Astoria Energy, LLC | Astoria East Energy - CC2 | J | 323582 | Queens | Queens | NY | 2006-04-01 | 320 | 292.6 | 355.3 | 290.9 | 328.4 | YES | Combined Cycle | Natural Gas | No. 2 Fuel Oil
R1006 | Astoria Generating Company L.P. | Astoria 2 | J | 24149 | Queens | Queens | NY | 1954-03-01 | 180 | 177 | 177 | 172.8 | 170.6 |  | Steam Turbine (Fossil) | Natural Gas |  | 4.122 |  | 0.0026142 | 1826.046 | 0.001826
R1007 | Astoria Generating Company L.P. | Astoria 3 | J | 23516 | Queens | Queens | NY | 1958-09-01 | 376 | 369.9 | 369.9 | 376.8 | 374.6 | YES | Steam Turbine (Fossil) | No. 6 Fuel Oil | Natural Gas | 274.8317 |  | 0.08344 | 204199.9754 | 0.2042
R1008 | Astoria Generating Company L.P. | Astoria 5 | J | 23518 | Queens | Queens | NY | 1962-05-01 | 387 | 376.3 | 376.3 | 378.4 | 387.7 | YES | Steam Turbine (Fossil) | No. 6 Fuel Oil | Natural Gas | 500.7052 |  | 0.1477 | 372023.9785 | 0.37202
R1009 | Astoria Generating Company L.P. | Astoria GT 01 | J | 23523 | Queens | Queens | NY | 1967-07-01 | 16 | 15.7 | 20.5 | 14 | 18.9 |  | Combustion Turbine | Natural Gas |  | 0.71135 |  | 0.0050753 | 315.128 | 0.00031513
R1010 | Astoria Generating Company L.P. | Gowanus 1-1 | J | 24077 | Brooklyn | Kings | NY | 1971-06-01 | 20 | 19.1 | 24.9 | 18.7 | 24.9 |  | Combustion Turbine | No. 2 Fuel Oil |  | 0.1 |  | 0.00057078 | 74.3 | 7.43e-05
R1011 | Astoria Generating Company L.P. | Gowanus 1-2 | J | 24078 | Brooklyn | Kings | NY | 1971-06-01 | 20 | 17.1 | 22.3 | 19.1 | 24.9 |  | Combustion Turbine | No. 2 Fuel Oil |  | 0.14 |  | 0.00079909 | 104.02 | 0.00010402
R1012 | Astoria Generating Company L.P. | Gowanus 1-3 | J | 24079 | Brooklyn | Kings | NY | 1971-06-01 | 20 | 17.2 | 22.5 | 17.8 | 23.5 |  | Combustion Turbine | No. 2 Fuel Oil |  | 0.11 |  | 0.00062785 | 81.73 | 8.173e-05
R1013 | Astoria Generating Company L.P. | Gowanus 1-4 | J | 24080 | Brooklyn | Kings | NY | 1971-06-01 | 20 | 17.1 | 22.3 | 16.2 | 22 |  | Combustion Turbine | No. 2 Fuel Oil |  | 0.09 |  | 0.0005137 | 66.87 | 6.687e-05
R1014 | Astoria Generating Company L.P. | Gowanus 1-5 | J | 24084 | Brooklyn | Kings | NY | 1971-06-01 | 20 | 16.5 | 21.6 | 17.2 | 20.3 |  | Combustion Turbine | No. 2 Fuel Oil |  | 0.09 |  | 0.0005137 | 66.87 | 6.687e-05
R1015 | Astoria Generating Company L.P. | Gowanus 1-6 | J | 24111 | Brooklyn | Kings | NY | 1971-06-01 | 20 | 18 | 23.5 | 16.3 | 21 |  | Combustion Turbine | No. 2 Fuel Oil |  | 0.1 |  | 0.00057078 | 74.3 | 7.43e-05
R1016 | Astoria Generating Company L.P. | Gowanus 1-7 | J | 24112 | Brooklyn | Kings | NY | 1971-06-01 | 20 | 17.6 | 23 | 16.7 | 24.3 |  | Combustion Turbine | No. 2 Fuel Oil |  | 0.1847 |  | 0.0010542 | 137.2321 | 0.00013723
R1017 | Astoria Generating Company L.P. | Gowanus 1-8 | J | 24113 | Brooklyn | Kings | NY | 1971-06-01 | 20 | 16.1 | 21 | 15.1 | 21.9 |  | Combustion Turbine | No. 2 Fuel Oil |  | 0.1 |  | 0.00057078 | 74.3 | 7.43e-05
R1018 | Astoria Generating Company L.P. | Gowanus 2-1 | J | 24114 | Brooklyn | Kings | NY | 1971-06-01 | 20 | 17.9 | 23.4 | 17.1 | 22.2 | YES | Combustion Turbine | No. 2 Fuel Oil | Natural Gas | 0.45 |  | 0.0025685 | 334.35 | 0.00033435
R1019 | Astoria Generating Company L.P. | Gowanus 2-2 | J | 24115 | Brooklyn | Kings | NY | 1971-06-01 | 20 | 18.8 | 24.6 | 18.5 | 23.1 | YES | Combustion Turbine | No. 2 Fuel Oil | Natural Gas | 0.31 |  | 0.0017694 | 230.33 | 0.00023033
R1020 | Astoria Generating Company L.P. | Gowanus 2-3 | J | 24116 | Brooklyn | Kings | NY | 1971-06-01 | 20 | 20.6 | 26.9 | 20 | 24.3 | YES | Combustion Turbine | No. 2 Fuel Oil | Natural Gas | 0.41 |  | 0.0023402 | 304.63 | 0.00030463
R1021 | Astoria Generating Company L.P. | Gowanus 2-4 | J | 24117 | Brooklyn | Kings | NY | 1971-06-01 | 20 | 19.3 | 25.2 | 17.4 | 22.2 | YES | Combustion Turbine | No. 2 Fuel Oil | Natural Gas | 0.32 |  | 0.0018265 | 237.76 | 0.00023776
R1022 | Astoria Generating Company L.P. | Gowanus 2-5 | J | 24118 | Brooklyn | Kings | NY | 1971-06-01 | 20 | 18.6 | 24.3 | 18.8 | 23.7 | YES | Combustion Turbine | No. 2 Fuel Oil | Natural Gas | 0.44 |  | 0.0025114 | 326.92 | 0.00032692
R1023 | Astoria Generating Company L.P. | Gowanus 2-6 | J | 24119 | Brooklyn | Kings | NY | 1971-06-01 | 20 | 20.3 | 26.5 | 20.2 | 24.3 | YES | Combustion Turbine | No. 2 Fuel Oil | Natural Gas | 0.33 |  | 0.0018836 | 245.19 | 0.00024519
R1024 | Astoria Generating Company L.P. | Gowanus 2-7 | J | 24120 | Brooklyn | Kings | NY | 1971-06-01 | 20 | 19.6 | 25.6 | 19.1 | 23.3 | YES | Combustion Turbine | No. 2 Fuel Oil | Natural Gas | 0.34 |  | 0.0019406 | 252.62 | 0.00025262
R1025 | Astoria Generating Company L.P. | Gowanus 2-8 | J | 24121 | Brooklyn | Kings | NY | 1971-06-01 | 20 | 17.7 | 23.1 | 16.1 | 22.1 | YES | Combustion Turbine | No. 2 Fuel Oil | Natural Gas | 0.29 |  | 0.0016553 | 215.47 | 0.00021547
R1026 | Astoria Generating Company L.P. | Gowanus 3-1 | J | 24122 | Brooklyn | Kings | NY | 1971-07-01 | 20 | 17.7 | 23.1 | 16.7 | 22.5 | YES | Combustion Turbine | No. 2 Fuel Oil | Natural Gas | 0.39 |  | 0.002226 | 289.77 | 0.00028977
R1027 | Astoria Generating Company L.P. | Gowanus 3-2 | J | 24123 | Brooklyn | Kings | NY | 1971-07-01 | 20 | 17.7 | 23.1 | 16.8 | 21.9 | YES | Combustion Turbine | No. 2 Fuel Oil | Natural Gas | 0.26 |  | 0.001484 | 193.18 | 0.00019318
R1028 | Astoria Generating Company L.P. | Gowanus 3-3 | J | 24124 | Brooklyn | Kings | NY | 1971-07-01 | 20 | 19.8 | 25.9 | 18.1 | 23.6 | YES | Combustion Turbine | No. 2 Fuel Oil | Natural Gas | 0.38 |  | 0.0021689 | 282.34 | 0.00028234
R1029 | Astoria Generating Company L.P. | Gowanus 3-4 | J | 24125 | Brooklyn | Kings | NY | 1971-07-01 | 20 | 17.9 | 23.4 | 16.2 | 22 | YES | Combustion Turbine | No. 2 Fuel Oil | Natural Gas | 0.38 |  | 0.0021689 | 282.34 | 0.00028234
R1030 | Astoria Generating Company L.P. | Gowanus 3-5 | J | 24126 | Brooklyn | Kings | NY | 1971-07-01 | 20 | 19 | 24.8 | 17.3 | 23.5 | YES | Combustion Turbine | No. 2 Fuel Oil | Natural Gas | 0.245 |  | 0.0013984 | 182.035 | 0.00018203
R1031 | Astoria Generating Company L.P. | Gowanus 3-6 | J | 24127 | Brooklyn | Kings | NY | 1971-07-01 | 20 | 17.6 | 23 | 15.5 | 22.1 | YES | Combustion Turbine | No. 2 Fuel Oil | Natural Gas | 0.26 |  | 0.001484 | 193.18 | 0.00019318
R1032 | Astoria Generating Company L.P. | Gowanus 3-7 | J | 24128 | Brooklyn | Kings | NY | 1971-07-01 | 20 | 18.1 | 23.6 | 17.9 | 24.2 | YES | Combustion Turbine | No. 2 Fuel Oil | Natural Gas | 0.13 |  | 0.00074201 | 96.59 | 9.659e-05
R1033 | Astoria Generating Company L.P. | Gowanus 3-8 | J | 24129 | Brooklyn | Kings | NY | 1971-07-01 | 20 | 19 | 24.8 | 17.6 | 24.9 | YES | Combustion Turbine | No. 2 Fuel Oil | Natural Gas | 0.1 |  | 0.00057078 | 74.3 | 7.43e-05
R1034 | Astoria Generating Company L.P. | Gowanus 4-1 | J | 24130 | Brooklyn | Kings | NY | 1971-07-01 | 20 | 16.8 | 21.9 | 18.2 | 23.3 |  | Combustion Turbine | No. 2 Fuel Oil |  | 0.16 |  | 0.00091324 | 118.88 | 0.00011888
R1035 | Astoria Generating Company L.P. | Gowanus 4-2 | J | 24131 | Brooklyn | Kings | NY | 1971-07-01 | 20 | 17.3 | 22.6 | 17.9 | 22.4 |  | Combustion Turbine | No. 2 Fuel Oil |  | 0.123 |  | 0.00070205 | 91.389 | 9.1389e-05
R1036 | Astoria Generating Company L.P. | Gowanus 4-3 | J | 24132 | Brooklyn | Kings | NY | 1971-07-01 | 20 | 17.6 | 23 | 16.4 | 21.3 |  | Combustion Turbine | No. 2 Fuel Oil |  | 0.13 |  | 0.00074201 | 96.59 | 9.659e-05
R1037 | Astoria Generating Company L.P. | Gowanus 4-4 | J | 24133 | Brooklyn | Kings | NY | 1971-07-01 | 20 | 17.1 | 22.3 | 16.5 | 20.9 |  | Combustion Turbine | No. 2 Fuel Oil |  | 0.11 |  | 0.00062785 | 81.73 | 8.173e-05
R1038 | Astoria Generating Company L.P. | Gowanus 4-5 | J | 24134 | Brooklyn | Kings | NY | 1971-07-01 | 20 | 17.1 | 22.3 | 16.2 | 21.3 |  | Combustion Turbine | No. 2 Fuel Oil |  | 0.11 |  | 0.00062785 | 81.73 | 8.173e-05
R1039 | Astoria Generating Company L.P. | Gowanus 4-6 | J | 24135 | Brooklyn | Kings | NY | 1971-07-01 | 20 | 18.6 | 24.3 | 18 | 24.3 |  | Combustion Turbine | No. 2 Fuel Oil |  | 0.16102 |  | 0.00091906 | 119.6379 | 0.00011964
R1040 | Astoria Generating Company L.P. | Gowanus 4-7 | J | 24136 | Brooklyn | Kings | NY | 1971-07-01 | 20 | 16.6 | 21.7 | 16.6 | 22.3 |  | Combustion Turbine | No. 2 Fuel Oil |  | 0.13 |  | 0.00074201 | 96.59 | 9.659e-05
R1041 | Astoria Generating Company L.P. | Gowanus 4-8 | J | 24137 | Brooklyn | Kings | NY | 1971-07-01 | 20 | 19 | 24.8 | 16.6 | 22.4 |  | Combustion Turbine | No. 2 Fuel Oil |  | 0.12 |  | 0.00068493 | 89.16 | 8.916e-05
R1042 | Astoria Generating Company L.P. | Narrows 1-1 | J | 24228 | Brooklyn | Kings | NY | 1972-05-01 | 22 | 21 | 27.4 | 19.6 | 24.4 | YES | Combustion Turbine | No. 2 Fuel Oil | Natural Gas | 1.88 |  | 0.0097551 | 1396.84 | 0.0013968
R1043 | Astoria Generating Company L.P. | Narrows 1-2 | J | 24229 | Brooklyn | Kings | NY | 1972-05-01 | 22 | 19.5 | 25.5 | 17.6 | 24.1 | YES | Combustion Turbine | No. 2 Fuel Oil | Natural Gas | 1.19 |  | 0.0061748 | 884.17 | 0.00088417
R1044 | Astoria Generating Company L.P. | Narrows 1-3 | J | 24230 | Brooklyn | Kings | NY | 1972-05-01 | 22 | 20.4 | 26.6 | 18.6 | 24.7 | YES | Combustion Turbine | No. 2 Fuel Oil | Natural Gas | 1.54 |  | 0.0079909 | 1144.22 | 0.0011442
R1045 | Astoria Generating Company L.P. | Narrows 1-4 | J | 24231 | Brooklyn | Kings | NY | 1972-05-01 | 22 | 20.1 | 26.3 | 18.7 | 24.9 | YES | Combustion Turbine | No. 2 Fuel Oil | Natural Gas | 1.45 |  | 0.0075239 | 1077.35 | 0.0010773
R1046 | Astoria Generating Company L.P. | Narrows 1-5 | J | 24232 | Brooklyn | Kings | NY | 1972-05-01 | 22 | 19.8 | 25.9 | 20.6 | 24.9 | YES | Combustion Turbine | No. 2 Fuel Oil | Natural Gas | 1.41 |  | 0.0073163 | 1047.63 | 0.0010476
R1047 | Astoria Generating Company L.P. | Narrows 1-6 | J | 24233 | Brooklyn | Kings | NY | 1972-05-01 | 22 | 18.9 | 24.7 | 15.7 | 21.2 | YES | Combustion Turbine | No. 2 Fuel Oil | Natural Gas | 1.01 |  | 0.0052408 | 750.43 | 0.00075043
R1048 | Astoria Generating Company L.P. | Narrows 1-7 | J | 24234 | Brooklyn | Kings | NY | 1972-05-01 | 22 | 18.4 | 24 | 19.8 | 24.9 | YES | Combustion Turbine | No. 2 Fuel Oil | Natural Gas | 1.147 |  | 0.0059516 | 852.221 | 0.00085222
R1049 | Astoria Generating Company L.P. | Narrows 1-8 | J | 24235 | Brooklyn | Kings | NY | 1972-05-01 | 22 | 19.9 | 26 | 17.4 | 21.8 | YES | Combustion Turbine | No. 2 Fuel Oil | Natural Gas | 1.61 |  | 0.0083541 | 1196.23 | 0.0011962
R1050 | Astoria Generating Company L.P. | Narrows 2-1 | J | 24236 | Brooklyn | Kings | NY | 1972-06-01 | 22 | 19.4 | 25.3 | 19 | 24.9 | YES | Combustion Turbine | No. 2 Fuel Oil | Natural Gas | 1.66 |  | 0.0086135 | 1233.38 | 0.0012334
R1051 | Astoria Generating Company L.P. | Narrows 2-2 | J | 24237 | Brooklyn | Kings | NY | 1972-06-01 | 22 | 18.7 | 24.4 | 16.3 | 23.4 | YES | Combustion Turbine | No. 2 Fuel Oil | Natural Gas | 1.16 |  | 0.0060191 | 861.88 | 0.00086188
R1052 | Astoria Generating Company L.P. | Narrows 2-3 | J | 24238 | Brooklyn | Kings | NY | 1972-06-01 | 22 | 18.4 | 24 | 17.7 | 23.8 | YES | Combustion Turbine | No. 2 Fuel Oil | Natural Gas | 1.17 |  | 0.006071 | 869.31 | 0.00086931
R1053 | Astoria Generating Company L.P. | Narrows 2-4 | J | 24239 | Brooklyn | Kings | NY | 1972-06-01 | 22 | 18.4 | 24 | 18 | 24.5 | YES | Combustion Turbine | No. 2 Fuel Oil | Natural Gas | 1.26 |  | 0.006538 | 936.18 | 0.00093618
R1054 | Astoria Generating Company L.P. | Narrows 2-5 | J | 24240 | Brooklyn | Kings | NY | 1972-06-01 | 22 | 19.9 | 26 | 18.4 | 23.6 | YES | Combustion Turbine | No. 2 Fuel Oil | Natural Gas | 1.31 |  | 0.0067974 | 973.33 | 0.00097333
R1055 | Astoria Generating Company L.P. | Narrows 2-6 | J | 24241 | Brooklyn | Kings | NY | 1972-06-01 | 22 | 18.1 | 23.6 | 16.6 | 21.4 | YES | Combustion Turbine | No. 2 Fuel Oil | Natural Gas | 2.04 |  | 0.010585 | 1515.72 | 0.0015157
R1056 | Astoria Generating Company L.P. | Narrows 2-7 | J | 24242 | Brooklyn | Kings | NY | 1972-06-01 | 22 | 20.7 | 27 | 18.9 | 24.9 | YES | Combustion Turbine | No. 2 Fuel Oil | Natural Gas | 2.417 |  | 0.012542 | 1795.831 | 0.0017958
R1057 | Astoria Generating Company L.P. | Narrows 2-8 | J | 24243 | Brooklyn | Kings | NY | 1972-06-01 | 22 | 17.5 | 22.9 | 16.5 | 22.2 | YES | Combustion Turbine | No. 2 Fuel Oil | Natural Gas | 1.9 |  | 0.0098589 | 1411.7 | 0.0014117
R1058 | Bayonne Energy Center, LLC | Bayonne EC CTG1 | J | 323682 | Bayonne NJ | Hudson | NJ | 2012-06-01 | 64 | 64 | 66.5 | 56.3 | 62.8 | YES | Jet Engine | Natural Gas | Kerosene | 71.088 |  | 0.1268 | 31491.984 | 0.031492
R1059 | Bayonne Energy Center, LLC | Bayonne EC CTG2 | J | 323683 | Bayonne NJ | Hudson | NJ | 2012-06-01 | 64 | 64 | 66.5 | 58.5 | 62.8 | YES | Jet Engine | Natural Gas | Kerosene | 81.652 |  | 0.14564 | 36171.836 | 0.036172
R1060 | Bayonne Energy Center, LLC | Bayonne EC CTG3 | J | 323684 | Bayonne NJ | Hudson | NJ | 2012-06-01 | 64 | 64 | 66.5 | 54.7 | 62.8 | YES | Jet Engine | Natural Gas | Kerosene | 76.118 |  | 0.13577 | 33720.274 | 0.03372
R1061 | Bayonne Energy Center, LLC | Bayonne EC CTG4 | J | 323685 | Bayonne NJ | Hudson | NJ | 2012-06-01 | 64 | 64 | 66.5 | 57.7 | 61.9 | YES | Jet Engine | Natural Gas | Kerosene | 67.921 |  | 0.12115 | 30089.003 | 0.030089
R1062 | Bayonne Energy Center, LLC | Bayonne EC CTG5 | J | 323686 | Bayonne NJ | Hudson | NJ | 2012-06-01 | 64 | 64 | 66.5 | 57.6 | 63.1 | YES | Jet Engine | Natural Gas | Kerosene | 89.648 |  | 0.1599 | 39714.064 | 0.039714
R1063 | Bayonne Energy Center, LLC | Bayonne EC CTG6 | J | 323687 | Bayonne NJ | Hudson | NJ | 2012-06-01 | 64 | 64 | 66.5 | 56.9 | 62.6 | YES | Jet Engine | Natural Gas | Kerosene | 72.827 |  | 0.1299 | 32262.361 | 0.032262
R1064 | Bayonne Energy Center, LLC | Bayonne EC CTG7 | J | 323688 | Bayonne NJ | Hudson | NJ | 2012-06-01 | 64 | 64 | 66.5 | 59.2 | 63.1 | YES | Jet Engine | Natural Gas | Kerosene | 83.817 |  | 0.1495 | 37130.931 | 0.037131
R1065 | Bayonne Energy Center, LLC | Bayonne EC CTG8 | J | 323689 | Bayonne NJ | Hudson | NJ | 2012-06-01 | 64 | 64 | 66.5 | 57.3 | 62.7 | YES | Jet Engine | Natural Gas | Kerosene | 82.727 |  | 0.14756 | 36648.061 | 0.036648
R1066 | Binghamton BOP, LLC | Binghamton | C | 23790 | Binghamton | Broome | NY | 2001-03-01 | 47.7 | 43.8 | 57.2 | 0 | 0 | YES | Combined Cycle | Natural Gas | Kerosene | 3.8051 | ( 1 ) ( R ) | 0.0091063 | 1685.6566 | 0.0016857
R1067 | Black River Hydroelectric, LLC | Glen Park Hydro | E | 23778 | Glen Park | Jefferson | NY | 1986-01-01 | 32.6 | 40.4 | 40.4 | 32.6 | 32.6 |  | Conventional Hydro | Water |  | 187.7427 |  | 0.65742 | 1877.4271 | 0.0018774
R1068 | Boralex Hydro Operations Inc | Fourth Branch | F | 23824 | Waterford | Saratoga | NY | 1987-12-01 | 3.3 | 3.5 | 3.5 | 3.3 | 3.3 |  | Conventional Hydro | Water |  | 11.9891 |  | 0.41473 | 119.8906 | 0.00011989
R1069 | Boralex Hydro Operations Inc | NYS Dam | F | 23527 | Waterford | Saratoga | NY | 1990-12-01 | 11.4 | 11.3 | 11.3 | 11.4 | 11.4 |  | Conventional Hydro | Water |  | 59.0279 |  | 0.59108 | 590.2787 | 0.00059028
R1070 | Boralex Hydro Operations Inc | Sissonville | E | 23735 | Potsdam | St Lawrence | NY | 1990-08-01 | 3.1 | 3 | 3 | 3.1 | 3.1 |  | Conventional Hydro | Water |  | 18.2456 |  | 0.67188 | 182.4563 | 0.00018246
R1071 | Boralex Hydro Operations Inc | Warrensburg | F | 23737 | Warrensburg | Warren | NY | 1988-12-01 | 2.9 | 3 | 3 | 2.9 | 2.9 |  | Conventional Hydro | Water |  | 12.3923 |  | 0.48781 | 123.923 | 0.00012392
R1072 | Calpine Energy Services LP | Bethpage | K | 23823 | Hicksville | Nassau | NY | 1989-09-01 | 83.6 | 54.9 | 55.1 | 51.9 | 60.2 |  | Combined Cycle | Natural Gas |  | 291.864 |  | 0.39854 | 129295.752 | 0.1293
R1073 | Calpine Energy Services LP | Bethpage GT4 | K | 323586 | Hicksville | Nassau | NY | 2002-07-01 | 60 | 48.2 | 51.2 | 44.4 | 47.7 |  | Combustion Turbine | Natural Gas |  | 144.609 |  | 0.27513 | 64061.787 | 0.064062
R1074 | Calpine Energy Services LP | KIAC_JFK_GT1 | J | 23816 | Jamaica | Queens | NY | 1995-02-01 | 60.6 | 58.7 | 58.7 | 59.1 | 61 | YES | Combined Cycle | Natural Gas | No. 2 Fuel Oil | 578.8973 | ( G ) |  | 256451.5229 | 0.25645
R1075 | Calpine Energy Services LP | KIAC_JFK_GT2 | J | 23817 | Jamaica | Queens | NY | 1995-02-01 | 60.6 | 58.3 | 58.3 | 59 | 57.4 | YES | Combined Cycle | Natural Gas | No. 2 Fuel Oil
R1076 | Calpine Energy Services LP | Stony Brook | K | 24151 | Stony Brook | Suffolk | NY | 1995-04-01 | 47 | 9.6 | 9.6 | 0 | 0 | YES | Combustion Turbine | Natural Gas | No. 2 Fuel Oil | 85.9916 | ( 2 ) ( E ) | 0.20886 | 38094.2611 | 0.038094
R1077 | Canandaigua Power Partners, LLC | Canandaigua Wind Power | C | 323617 | Avoca | Steuben | NY | 2008-12-05 | 125 | 125 | 125 | 125 | 125 |  | Wind Turbine | Wind |  | 264.6489 |  | 0.24169 | 2381.8401 | 0.0023818
R1078 | Canastota Windpower LLC | Fenner Wind Power | C | 24204 | Fenner | Madison | NY | 2001-12-01 | 30 | 0 | 0 | 0 | 0 |  | Wind Turbine | Wind |  | 44.4445 |  | 0.16912 | 400.0004 | 0.0004
R1079 | Carr Street Generating Station LP | Carr St.-E. Syr | C | 24060 | Dewitt | Onondaga | NY | 1993-08-01 | 122.6 | 89 | 116.8 | 92.7 | 106.1 | YES | Combined Cycle | Natural Gas | No. 2 Fuel Oil | 85.9993 |  | 0.080076 | 38097.6837 | 0.038098
R1080 | Castleton Power, LLC | Castleton Energy Center | F | 23900 | Castleton | Rensselaer | NY | 1992-01-01 | 72 | 69 | 86.6 | 69.6 | 76.9 | YES | Combined Cycle | Natural Gas | No. 2 Fuel Oil | 158.1116 |  | 0.25068 | 70043.4388 | 0.070043
R1081 | Cayuga Operating Company, LLC | Cayuga 1 | C | 23584 | Lansing | Tompkins | NY | 1955-09-01 | 155.3 | 154.1 | 154.1 | 153.9 | 151.2 |  | Steam Turbine (Fossil) | Bituminous Coal |  | 159.6817 |  | 0.11738 | 159681.68 | 0.15968
R1082 | Cayuga Operating Company, LLC | Cayuga 2 | C | 23585 | Lansing | Tompkins | NY | 1958-10-01 | 167.2 | 154.7 | 154.7 | 139.6 | 158 |  | Steam Turbine (Fossil) | Bituminous Coal |  | 60.4786 |  | 0.041292 | 60478.64 | 0.060479
R1083 | Cayuga Operating Company, LLC | Cayuga IC 1 | C | 23629 | Lansing | Tompkins | NY | 1967-08-01 | 2.8 | 0 | 0 | 0 | 0 |  | Internal Combustion | No. 2 Fuel Oil
R1084 | Cayuga Operating Company, LLC | Cayuga IC 2 | C | 23629 | Lansing | Tompkins | NY | 1967-08-01 | 2.8 | 0 | 0 | 0 | 0 |  | Internal Combustion | No. 2 Fuel Oil
R1085 | Central Hudson Gas & Elec. Corp. | Coxsackie GT | G | 23611 | Coxsackie | Greene | NY | 1969-12-01 | 21.6 | 19.9 | 26 | 19.6 | 23.6 | YES | Combustion Turbine | Kerosene | Natural Gas | 0.406 |  | 0.0021457 | 105.56 | 0.00010556
R1086 | Central Hudson Gas & Elec. Corp. | Dashville 1 | G | 23610 | Rifton | Ulster | NY | 1920-01-01 | 2.4 | 2.7 | 2.7 | 0 | 0 |  | Conventional Hydro | Water
R1087 | Central Hudson Gas & Elec. Corp. | Dashville 2 | G | 23610 | Rifton | Ulster | NY | 1920-01-01 | 2.4 | 2.7 | 2.7 | 0 | 0 |  | Conventional Hydro | Water
R1088 | Central Hudson Gas & Elec. Corp. | DCRRA | G | 23765 | Poughkeepsie | Dutchess | NY | 1987-09-01 | 9.2 | 8.8 | 8.8 | 6.9 | 7 |  | Steam Turbine (Fossil) | Refuse |  | 34.0786 |  | 0.42285 | 783.8069 | 0.00078381
R1089 | Central Hudson Gas & Elec. Corp. | High Falls | G | 23754 | Marbletown | Ulster | NY | 1986-12-01 | 3.2 | 3 | 3 | 0 | 0 |  | Conventional Hydro | Water
R1090 | Central Hudson Gas & Elec. Corp. | Millpond | G | 5004 | Catskill | Greene | NY | 1993-12-01 | 0.9 | 0 | 0 | 0 | 0 |  | Conventional Hydro | Water
R1091 | Central Hudson Gas & Elec. Corp. | Montgomery West | G | 5005 | Montgomery | Orange | NY | 1985-11-01 | 0.2 | 0 | 0 | 0 | 0 |  | Conventional Hydro | Water
R1092 | Central Hudson Gas & Elec. Corp. | Salisbury Mills | G | 5006 | Salisbury Mills | Orange | NY | 1986-12-01 | 0.5 | 0 | 0 | 0 | 0 |  | Conventional Hydro | Water
R1093 | Central Hudson Gas & Elec. Corp. | South Cairo | G | 23612 | Cairo | Greene | NY | 1970-06-01 | 21.6 | 19.8 | 25.9 | 20.1 | 23.3 |  | Combustion Turbine | Kerosene |  | 0.059 |  | 0.00031181 | 15.34 | 1.534e-05
R1094 | Central Hudson Gas & Elec. Corp. | Sturgeon 1 | G | 23609 | Rifton | Ulster | NY | 1924-01-01 | 4.8 | 5 | 5 | 0 | 0 |  | Conventional Hydro | Water
R1095 | Central Hudson Gas & Elec. Corp. | Sturgeon 2 | G | 23609 | Rifton | Ulster | NY | 1924-01-01 | 4.8 | 5.8 | 5.8 | 0 | 0 |  | Conventional Hydro | Water
R1096 | Central Hudson Gas & Elec. Corp. | Sturgeon 3 | G | 23609 | Rifton | Ulster | NY | 1924-01-01 | 4.8 | 5 | 5 | 0 | 0 |  | Conventional Hydro | Water
R1097 | Central Hudson Gas & Elec. Corp. | Wallkill | G | 5007 | Shwangunk | Ulster | NY | 1986-12-01 | 0.5 | 0 | 0 | 0 | 0 |  | Conventional Hydro | Water
R1098 | Central Hudson Gas & Elec. Corp. | Wappingers Falls | G | 23765 | Wappingers Falls | Dutchess | NY | 1988-12-01 | 2 | 2 | 2 | 2 | 2 |  | Conventional Hydro | Water |  | 6.942 |  | 0.39623 | 69.42 | 6.942e-05
R1099 | CHI Energy Inc | Goodyear Lake | E | 323669 | Milford | Otsego | NY | 1980-07-01 | 1.4 | 1.4 | 1.4 | 0 | 0 |  | Conventional Hydro | Water |  | 5.0143 |  | 0.40886 | 50.1425 | 5.0143e-05
R1100 | Consolidated Edison Co. of NY, Inc. | 59 St. GT 1 | J | 24138 | Manhattan | New York | NY | 1969-06-01 | 17.1 | 15.4 | 20.1 | 15.4 | 22.2 | YES | Combustion Turbine | Kerosene | Natural Gas | 0.0928 |  | 0.00061951 | 24.128 | 2.4128e-05
R1101 | Consolidated Edison Co. of NY, Inc. | 74 St. GT 1 | J | 24260 | Manhattan | New York | NY | 1968-10-01 | 18.5 | 19 | 23.5 | 17.9 | 21.3 |  | Combustion Turbine | Kerosene |  | 0.238 |  | 0.0014686 | 61.88 | 6.188e-05
R1102 | Consolidated Edison Co. of NY, Inc. | 74 St. GT 2 | J | 24261 | Manhattan | New York | NY | 1968-10-01 | 18.5 | 20.1 | 25.7 | 20 | 20.2 |  | Combustion Turbine | Kerosene |  | 0.266 |  | 0.0016414 | 69.16 | 6.916e-05
R1103 | Consolidated Edison Co. of NY, Inc. | Brooklyn Navy Yard | J | 23515 | Brooklyn | Kings | NY | 1996-11-01 | 322 | 266.9 | 348.6 | 266.3 | 311.8 | YES | Combined Cycle | Natural Gas | No. 2 Fuel Oil | 1904.128 |  | 0.67505 | 843528.704 | 0.84353
R1104 | Consolidated Edison Co. of NY, Inc. | East River 1 | J | 323558 | Manhattan | New York | NY | 2005-04-01 | 185 | 160.5 | 199 | 153.1 | 200.3 | YES | Combined Cycle | Natural Gas | Kerosene | 1202.624 |  | 0.74209 | 532762.432 | 0.53276
R1105 | Consolidated Edison Co. of NY, Inc. | East River 2 | J | 323559 | Manhattan | New York | NY | 2005-04-05 | 185 | 162.4 | 201.4 | 154 | 198.5 | YES | Combined Cycle | Natural Gas | Kerosene | 1252.0055 |  | 0.77256 | 554638.4365 | 0.55464
R1106 | Consolidated Edison Co. of NY, Inc. | East River 6 | J | 23660 | Manhattan | New York | NY | 1951-11-01 | 156.2 | 136.3 | 136.3 | 143.9 | 148.6 | YES | Steam Turbine (Fossil) | Natural Gas | No. 6 Fuel Oil | 505.8219 |  | 0.36967 | 224079.1017 | 0.22408
R1107 | Consolidated Edison Co. of NY, Inc. | East River 7 | J | 23524 | Manhattan | New York | NY | 1955-06-01 | 200 | 186.7 | 186.7 | 187 | 188.6 | YES | Steam Turbine (Fossil) | Natural Gas | No. 6 Fuel Oil | 132.0682 |  | 0.075381 | 58506.2126 | 0.058506
R1108 | Consolidated Edison Co. of NY, Inc. | Hudson Ave 3 | J | 23810 | Brooklyn | Kings | NY | 1970-07-01 | 16.3 | 16 | 20.9 | 15.6 | 18.9 |  | Combustion Turbine | Kerosene |  | 0.9721 |  | 0.006808 | 252.746 | 0.00025275
R1109 | Consolidated Edison Co. of NY, Inc. | Hudson Ave 4 | J | 23540 | Brooklyn | Kings | NY | 1970-07-01 | 16.3 | 13.9 | 18.2 | 14 | 16.2 |  | Combustion Turbine | Kerosene |  | 0.4236 |  | 0.0029666 | 110.136 | 0.00011014
R1110 | Consolidated Edison Co. of NY, Inc. | Hudson Ave 5 | J | 23657 | Brooklyn | Kings | NY | 1970-07-01 | 16.3 | 15.1 | 19.7 | 14.6 | 16.5 |  | Combustion Turbine | Kerosene |  | 0.7085 |  | 0.0049619 | 184.21 | 0.00018421
R1111 | Consolidated Edison Energy, Inc. | Broome 2 LFGE | C | 323671 | Binghamton | Broome | NY | 2013-01-31 | 2.1 | 2 | 2 | 2 | 2 |  | Internal Combustion | Bio Gas |  | 17.7299 |  | 0.96379 | 195.0286 | 0.00019503
R1112 | Consolidated Edison Energy, Inc. | Fortistar - N.Tonawanda | A | 24026 | N Tonawanda | Erie | NY | 1993-06-01 | 68.5 | 59 | 75 | 59.1 | 69.2 | YES | Combined Cycle | Natural Gas | No. 2 Fuel Oil | 11.1659 |  | 0.018608 | 4946.4716 | 0.0049465
R1113 | Consolidated Edison Energy, Inc. | Massena | D | 23902 | Massena | St Lawrence | NY | 1992-07-01 | 102.1 | 82.2 | 107.9 | 81.1 | 92.3 | YES | Combined Cycle | Natural Gas | No. 2 Fuel Oil | 4.978 |  | 0.0055658 | 2205.254 | 0.0022053
R1114 | Consolidated Edison Energy, Inc. | Munnsville Wind Power | E | 323609 | Bouckville | Madison | NY | 2007-08-20 | 34.5 | 34.5 | 34.5 | 34.5 | 34.5 |  | Wind Turbine | Wind |  | 96.722 |  | 0.32004 | 870.498 | 0.0008705
R1115 | Consolidated Edison Energy, Inc. | Rensselaer | F | 23796 | Rensselaer | Rensselaer | NY | 1993-12-01 | 96.9 | 79 | 79 | 77 | 82.7 | YES | Combined Cycle | Natural Gas | No. 2 Fuel Oil | 6.1413 |  | 0.0072349 | 2720.5959 | 0.0027206
R1116 | Consolidated Edison Energy, Inc. | Roseton 1 | G | 23587 | Newburgh | Orange | NY | 1974-12-01 | 621 | 614.8 | 614.8 | 607.8 | 610 | YES | Steam Turbine (Fossil) | No. 6 Fuel Oil | Natural Gas | 113.787 |  | 0.020917 | 84543.741 | 0.084544
R1117 | Consolidated Edison Energy, Inc. | Roseton 2 | G | 23588 | Newburgh | Orange | NY | 1974-09-01 | 621 | 605.7 | 605.7 | 604 | 605.7 | YES | Steam Turbine (Fossil) | No. 6 Fuel Oil | Natural Gas | 202.586 |  | 0.03724 | 150521.398 | 0.15052
R1118 | Consolidated Hydro New York, Inc. | Groveville Hydro | G | 323602 | Beacon | Dutchess | NY | 1983-12-01 | 0.9 | 0.9 | 0.9 | 0 | 0 |  | Conventional Hydro | Water
R1119 | Consolidated Hydro New York, Inc. | Walden Hydro | G | 24148 | Walden | Orange | NY | 1983-12-01 | 2.4 | 0 | 0 | 0 | 0 |  | Conventional Hydro | Water |  | 3.8644 |  | 0.18381 | 38.6439 | 3.8644e-05
R1120 | Covanta Niagara, LP | American Ref-Fuel 1 | A | 24010 | Niagara | Niagara | NY | 1993-05-01 | 25 | 19.6 | 19.6 | 15.85 | 15.2 |  | Steam Turbine (Fossil) | Refuse |  | 216.048 | ( G ) | 0.98652 | 4969.104 | 0.0049691
R1121 | Covanta Niagara, LP | American Ref-Fuel 2 | A | 24010 | Niagara | Niagara | NY | 1993-05-01 | 25 | 19.6 | 19.6 | 15.85 | 15.2 |  | Steam Turbine (Fossil) | Refuse
R1122 | Danskammer Energy, LLC | Danskammer 1 | G | 23586 | Newburgh | Orange | NY | 1951-12-01 | 72 | 69 | 69 | 69 | 68.2 | YES | Steam Turbine (Fossil) | Natural Gas | No. 6 Fuel Oil | 0.9304 |  | 0.0014751 | 412.1672 | 0.00041217
R1123 | Danskammer Energy, LLC | Danskammer 2 | G | 23589 | Newburgh | Orange | NY | 1954-09-01 | 73.5 | 64.7 | 64.7 | 66 | 65.5 | YES | Steam Turbine (Fossil) | Natural Gas | No. 6 Fuel Oil | 0.9083 |  | 0.0014107 | 402.3769 | 0.00040238
R1124 | Danskammer Energy, LLC | Danskammer 3 | G | 23590 | Newburgh | Orange | NY | 1959-10-01 | 147.1 | 139.2 | 139.2 | 136.7 | 136.7 |  | Steam Turbine (Fossil) | Natural Gas |  | 2.0645 |  | 0.0016021 | 914.5646 | 0.00091456
R1125 | Danskammer Energy, LLC | Danskammer 4 | G | 23591 | Newburgh | Orange | NY | 1967-09-01 | 239.4 | 238.2 | 238.2 | 223.5 | 224.5 |  | Steam Turbine (Fossil) | Natural Gas |  | 5.0539 |  | 0.0024099 | 2238.8777 | 0.0022389
R1126 | Dynegy Marketing and Trade, LLC | Independence | C | 23970 | Scriba | Oswego | NY | 1994-11-01 | 1254 | 956.4 | 1130.9 | 1002 | 1212 |  | Combined Cycle | Natural Gas |  | 4298.002 |  | 0.39126 | 1904014.886 | 1.904
R1127 | Eagle Creek Hydro Power, LLC | Mongaup 1 | G | 23641 | Forestburg | Sullivan | NY | 1923-07-01 | 1 | 0.9 | 0.9 | 1 | 1 |  | Conventional Hydro | Water |  | 9.3593 | ( G ) |  | 93.593 | 9.3593e-05
R1128 | Eagle Creek Hydro Power, LLC | Mongaup 2 | G | 23641 | Forestburg | Sullivan | NY | 1923-07-01 | 1 | 1 | 1 | 1 | 1 |  | Conventional Hydro | Water
R1129 | Eagle Creek Hydro Power, LLC | Mongaup 3 | G | 23641 | Forestburg | Sullivan | NY | 1923-07-01 | 1 | 1 | 1 | 1 | 1 |  | Conventional Hydro | Water
R1130 | Eagle Creek Hydro Power, LLC | Mongaup 4 | G | 23641 | Forestburg | Sullivan | NY | 1926-01-01 | 1 | 1 | 1 | 1 | 1 |  | Conventional Hydro | Water
R1131 | Eagle Creek Hydro Power, LLC | Rio | G | 23641 | Glen Spey | Sullivan | NY | 1927-12-01 | 10.8 | 10.8 | 10.8 | 10.7 | 10.8 |  | Conventional Hydro | Water |  | 24.636 |  | 0.2604 | 246.36 | 0.00024636
R1132 | Eagle Creek Hydro Power, LLC | Swinging Bridge 2 | G | 23641 | Forestburg | Sullivan | NY | 1930-02-01 | 7 | 7.9 | 7.9 | 7 | 7.1 |  | Conventional Hydro | Water |  | 10.1731 |  | 0.1659 | 101.731 | 0.00010173
R1133 | East Coast Power, LLC | Linden Cogen | J | 23786 | Linden NJ | Union | NJ | 1992-05-01 | 800 | 790.8 | 924.9 | 796.7 | 826.4 | YES | Combined Cycle | Natural Gas | Butane | 3967.9671 |  | 0.56621 | 1757809.4253 | 1.7578
R1134 | Emera Energy Services, Inc | Lockport | A | 23791 | Lockport | Niagara | NY | 1992-07-01 | 221.3 | 225.2 | 261.7 | 208 | 232.1 | YES | Combined Cycle | Natural Gas | No. 2 Fuel Oil | 147.6018 |  | 0.076139 | 65387.5974 | 0.065388
R1135 | Emera Energy U.S. Subsidiary No. 1, Inc. | Greenidge 4 | C | 23583 | Torrey | Yates | NY | 1953-12-01 | 112.5 | 106.3 | 106.3 | 104.3 | 104 |  | Steam Turbine (Fossil) | Natural Gas | Wood | 165.1992 | ( 3 ) ( D ) | 0.16763 | 73183.2292 | 0.073183
R1136 | Empire Generating Co, LLC | EMPIRE_CC_1 | F | 323656 | Rensselaer | Rensselaer | NY | 2010-09-02 | 335 | 294.2 | 360.2 | 298.6 | 335.1 | YES | Combined Cycle | Natural Gas | No. 2 Fuel Oil | 1214.946 |  | 0.41401 | 538221.078 | 0.53822
R1137 | Empire Generating Co, LLC | EMPIRE_CC_2 | F | 323658 | Rensselaer | Rensselaer | NY | 2010-09-02 | 335 | 298.2 | 365.1 | 298.6 | 335.8 | YES | Combined Cycle | Natural Gas | No. 2 Fuel Oil | 1142.365 |  | 0.38927 | 506067.695 | 0.50607
R1138 | ENGIE Energy Marketing NA, Inc. | Nassau Energy Corp. | K | 323695 | Garden City | Nassau | NY | 1991-03-01 | 55 | 51.6 | 60.1 | 48.2 | 57.4 | YES | Combined Cycle | Natural Gas | No. 2 Fuel Oil | 334.213 |  | 0.69368 | 148056.359 | 0.14806
R1139 | Entergy Nuclear Power Marketing LLC | Indian Point 2 | H | 23530 | Buchanan | Westchester | NY | 1973-08-01 | 1299 | 1026.5 | 1026.5 | 1018.5 | 1026.5 |  | Steam (PWR Nuclear) | Uranium |  | 8351.927 |  | 0.73396 | 551227.182 | 0.55123
R1140 | Entergy Nuclear Power Marketing LLC | Indian Point 3 | H | 23531 | Buchanan | Westchester | NY | 1976-04-01 | 1012 | 1040.4 | 1040.4 | 1037.8 | 1037.4 |  | Steam (PWR Nuclear) | Uranium |  | 6952.478 |  | 0.78425 | 458863.548 | 0.45886
R1141 | Erie Blvd. Hydro - Beaver River | Belfort 1 | E | 24048 | Belfort | Lewis | NY | 1903-01-01 | 0.4 | 0.4 | 0.4 | 0.4 | 0.4 |  | Conventional Hydro | Water |  | 1.7862 |  | 0.50975 | 17.8616 | 1.7862e-05
R1142 | Erie Blvd. Hydro - Beaver River | Belfort 2 | E | 24048 | Belfort | Lewis | NY | 1915-01-01 | 0.64 | 0.6 | 0.6 | 0.64 | 0.64 |  | Conventional Hydro | Water |  | 3.4117 |  | 0.60853 | 34.1168 | 3.4117e-05
R1143 | Erie Blvd. Hydro - Beaver River | Belfort 3 | E | 24048 | Belfort | Lewis | NY | 1918-01-01 | 1 | 1 | 1 | 1 | 1 |  | Conventional Hydro | Water |  | 7.5844 |  | 0.8658 | 75.8437 | 7.5844e-05
R1144 | Erie Blvd. Hydro - Beaver River | Eagle 1 | E | 24048 | Watson | Lewis | NY | 1914-01-01 | 1.3 | 1.2 | 1.2 | 1.3 | 1.3 |  | Conventional Hydro | Water |  | 9.7047 |  | 0.85219 | 97.0474 | 9.7047e-05
R1145 | Erie Blvd. Hydro - Beaver River | Eagle 2 | E | 24048 | Watson | Lewis | NY | 1915-01-01 | 1.35 | 1.3 | 1.3 | 1.35 | 1.35 |  | Conventional Hydro | Water |  | 8.1299 |  | 0.68746 | 81.2986 | 8.1299e-05
R1146 | Erie Blvd. Hydro - Beaver River | Eagle 3 | E | 24048 | Watson | Lewis | NY | 1919-01-01 | 1.35 | 1.3 | 1.3 | 1.35 | 1.35 |  | Conventional Hydro | Water |  | 6.2155 |  | 0.52558 | 62.1547 | 6.2155e-05
R1147 | Erie Blvd. Hydro - Beaver River | Eagle 4 | E | 24048 | Watson | Lewis | NY | 1925-01-01 | 2.05 | 2 | 2 | 2.05 | 2.05 |  | Conventional Hydro | Water |  | 13.7536 |  | 0.76587 | 137.5356 | 0.00013754
R1148 | Erie Blvd. Hydro - Beaver River | Effley 1 | E | 24048 | Belfort | Lewis | NY | 1902-01-01 | 0.4 | 0.3 | 0.3 | 0.4 | 0.4 |  | Conventional Hydro | Water |  | 2.2032 |  | 0.62878 | 22.0324 | 2.2032e-05
R1149 | Erie Blvd. Hydro - Beaver River | Effley 2 | E | 24048 | Belfort | Lewis | NY | 1907-01-01 | 0.4 | 0.3 | 0.3 | 0.4 | 0.4 |  | Conventional Hydro | Water |  | 2.3332 |  | 0.66587 | 23.3322 | 2.3332e-05
R1150 | Erie Blvd. Hydro - Beaver River | Effley 3 | E | 24048 | Belfort | Lewis | NY | 1910-01-01 | 0.6 | 0.5 | 0.5 | 0.6 | 0.6 |  | Conventional Hydro | Water |  | 4.1931 |  | 0.79778 | 41.9312 | 4.1931e-05
R1151 | Erie Blvd. Hydro - Beaver River | Effley 4 | E | 24048 | Belfort | Lewis | NY | 1923-01-01 | 1.56 | 1.5 | 1.5 | 1.56 | 1.56 |  | Conventional Hydro | Water |  | 10.4308 |  | 0.76329 | 104.3079 | 0.00010431
R1152 | Erie Blvd. Hydro - Beaver River | Elmer 1 | E | 24048 | Belfort | Lewis | NY | 1916-01-01 | 0.75 | 0.9 | 0.9 | 0.75 | 0.75 |  | Conventional Hydro | Water |  | 6.2573 |  | 0.9524 | 62.573 | 6.2573e-05
R1153 | Erie Blvd. Hydro - Beaver River | Elmer 2 | E | 24048 | Belfort | Lewis | NY | 1916-01-01 | 0.75 | 0.9 | 0.9 | 0.75 | 0.75 |  | Conventional Hydro | Water |  | 6.8915 |  |  | 68.9149 | 6.8915e-05
R1154 | Erie Blvd. Hydro - Beaver River | High Falls 1 | E | 24048 | Indian River | Lewis | NY | 1925-01-01 | 1.6 | 1.9 | 1.9 | 1.6 | 1.6 |  | Conventional Hydro | Water |  | 10.8063 |  | 0.77099 | 108.0625 | 0.00010806
R1155 | Erie Blvd. Hydro - Beaver River | High Falls 2 | E | 24048 | Indian River | Lewis | NY | 1925-01-01 | 1.6 | 1.9 | 1.9 | 1.6 | 1.6 |  | Conventional Hydro | Water |  | 8.5835 |  | 0.61241 | 85.8352 | 8.5835e-05
R1156 | Erie Blvd. Hydro - Beaver River | High Falls 3 | E | 24048 | Indian River | Lewis | NY | 1925-01-01 | 1.6 | 1.9 | 1.9 | 1.6 | 1.6 |  | Conventional Hydro | Water |  | 15.525 |  |  | 155.2495 | 0.00015525
R1157 | Erie Blvd. Hydro - Beaver River | Moshier 1 | E | 24048 | Belfort | Herkimer | NY | 1929-01-01 | 4 | 4 | 4 | 4 | 4 |  | Conventional Hydro | Water |  | 26.0683 |  | 0.74396 | 260.6832 | 0.00026068
R1158 | Erie Blvd. Hydro - Beaver River | Moshier 2 | E | 24048 | Belfort | Herkimer | NY | 1929-01-01 | 4 | 4 | 4 | 4 | 4 |  | Conventional Hydro | Water |  | 20.7869 |  | 0.59323 | 207.8694 | 0.00020787
R1159 | Erie Blvd. Hydro - Beaver River | Soft Maple 1 | E | 24048 | Croghan | Lewis | NY | 1925-01-01 | 7.5 | 8 | 8 | 7.5 | 7.5 |  | Conventional Hydro | Water |  | 17.7312 |  | 0.26988 | 177.3122 | 0.00017731
R1160 | Erie Blvd. Hydro - Beaver River | Soft Maple 2 | E | 24048 | Croghan | Lewis | NY | 1925-01-01 | 7.5 | 8 | 8 | 7.5 | 7.5 |  | Conventional Hydro | Water |  | 33.2954 |  | 0.50678 | 332.954 | 0.00033295
R1161 | Erie Blvd. Hydro - Beaver River | Taylorville 1 | E | 24048 | Belfort | Lewis | NY | 1913-01-01 | 1.1 | 1 | 1 | 1.1 | 1.1 |  | Conventional Hydro | Water |  | 6.828 |  | 0.7086 | 68.2803 | 6.828e-05
R1162 | Erie Blvd. Hydro - Beaver River | Taylorville 2 | E | 24048 | Belfort | Lewis | NY | 1913-01-01 | 1.1 | 1 | 1 | 1.1 | 1.1 |  | Conventional Hydro | Water |  | 4.0537 |  | 0.42069 | 40.5373 | 4.0537e-05
R1163 | Erie Blvd. Hydro - Beaver River | Taylorville 3 | E | 24048 | Belfort | Lewis | NY | 1913-01-01 | 1.1 | 1 | 1 | 1.1 | 1.1 |  | Conventional Hydro | Water |  | 4.743 |  | 0.49222 | 47.4303 | 4.743e-05
R1164 | Erie Blvd. Hydro - Beaver River | Taylorville 4 | E | 24048 | Belfort | Lewis | NY | 1927-01-01 | 1.2 | 1.1 | 1.1 | 1.2 | 1.2 |  | Conventional Hydro | Water |  | 6.8511 |  | 0.65174 | 68.5107 | 6.8511e-05
R1165 | Erie Blvd. Hydro - Black River | Beebee Island 1 | E | 24047 | Watertown | Jefferson | NY | 1963-01-01 | 4 | 4.4 | 4.4 | 4 | 4 |  | Conventional Hydro | Water |  | 20.7666 |  | 0.59265 | 207.6656 | 0.00020767
R1166 | Erie Blvd. Hydro - Black River | Beebee Island 2 | E | 24047 | Watertown | Jefferson | NY | 1968-01-01 | 4 | 4.4 | 4.4 | 4 | 4 |  | Conventional Hydro | Water |  | 31.8875 |  | 0.91003 | 318.875 | 0.00031887
R1167 | Erie Blvd. Hydro - Black River | Black River 1 | E | 24047 | Black River | Jefferson | NY | 1920-01-01 | 2 | 2.3 | 2.3 | 2 | 2 |  | Conventional Hydro | Water |  | 12.7963 |  | 0.73038 | 127.963 | 0.00012796
R1168 | Erie Blvd. Hydro - Black River | Black River 2 | E | 24047 | Black River | Jefferson | NY | 1920-01-01 | 2 | 2.3 | 2.3 | 2 | 2 |  | Conventional Hydro | Water |  | 16.2253 |  | 0.9261 | 162.2526 | 0.00016225
R1169 | Erie Blvd. Hydro - Black River | Black River 3 | E | 24047 | Black River | Jefferson | NY | 1920-01-01 | 2 | 2.3 | 2.3 | 2 | 2 |  | Conventional Hydro | Water |  | 9.017 |  | 0.51467 | 90.1698 | 9.017e-05
R1170 | Erie Blvd. Hydro - Black River | Deferiet 1 | E | 24047 | Deferiet | Jefferson | NY | 1925-01-01 | 3.6 | 3.7 | 3.7 | 3.6 | 3.6 |  | Conventional Hydro | Water |  | 22.6081 |  | 0.7169 | 226.0815 | 0.00022608
R1171 | Erie Blvd. Hydro - Black River | Deferiet 2 | E | 24047 | Deferiet | Jefferson | NY | 1925-01-01 | 3.6 | 3.7 | 3.7 | 3.6 | 3.6 |  | Conventional Hydro | Water |  | 28.5866 |  | 0.90647 | 285.8658 | 0.00028587
R1172 | Erie Blvd. Hydro - Black River | Deferiet 3 | E | 24047 | Deferiet | Jefferson | NY | 1925-01-01 | 3.6 | 3.7 | 3.7 | 3.6 | 3.6 |  | Conventional Hydro | Water |  | 17.2354 |  | 0.54653 | 172.3542 | 0.00017235
R1173 | Erie Blvd. Hydro - Black River | Herrings 1 | E | 24047 | Herrings | Jefferson | NY | 1924-01-01 | 1.8 | 1.8 | 1.8 | 1.8 | 1.8 |  | Conventional Hydro | Water |  | 7.1712 |  | 0.45479 | 71.7117 | 7.1712e-05
R1174 | Erie Blvd. Hydro - Black River | Herrings 2 | E | 24047 | Herrings | Jefferson | NY | 1924-01-01 | 1.8 | 1.8 | 1.8 | 1.8 | 1.8 |  | Conventional Hydro | Water |  | 10.4731 |  | 0.6642 | 104.7314 | 0.00010473
R1175 | Erie Blvd. Hydro - Black River | Herrings 3 | E | 24047 | Herrings | Jefferson | NY | 1924-01-01 | 1.8 | 1.8 | 1.8 | 1.8 | 1.8 |  | Conventional Hydro | Water |  | 5.6572 |  | 0.35877 | 56.5716 | 5.6572e-05
R1176 | Erie Blvd. Hydro - Black River | Kamargo 1 | E | 24047 | Black River | Jefferson | NY | 1921-01-01 | 1.8 | 1.8 | 1.8 | 1.8 | 1.8 |  | Conventional Hydro | Water |  | 9.0522 |  | 0.57409 | 90.5218 | 9.0522e-05
R1177 | Erie Blvd. Hydro - Black River | Kamargo 2 | E | 24047 | Black River | Jefferson | NY | 1921-01-01 | 1.8 | 1.8 | 1.8 | 1.8 | 1.8 |  | Conventional Hydro | Water |  | 10.129 |  | 0.64238 | 101.2902 | 0.00010129
R1178 | Erie Blvd. Hydro - Black River | Kamargo 3 | E | 24047 | Black River | Jefferson | NY | 1921-01-01 | 1.8 | 1.8 | 1.8 | 1.8 | 1.8 |  | Conventional Hydro | Water |  | 5.2762 |  | 0.33461 | 52.7618 | 5.2762e-05
R1179 | Erie Blvd. Hydro - Black River | Sewalls 1 | E | 24047 | Watertown | Jefferson | NY | 1925-01-01 | 1 | 1.1 | 1.1 | 1 | 1 |  | Conventional Hydro | Water |  | 6.1936 |  | 0.70703 | 61.9362 | 6.1936e-05
R1180 | Erie Blvd. Hydro - Black River | Sewalls 2 | E | 24047 | Watertown | Jefferson | NY | 1925-01-01 | 1 | 1.1 | 1.1 | 1 | 1 |  | Conventional Hydro | Water |  | 7.8533 |  | 0.89649 | 78.5325 | 7.8532e-05
R1181 | Erie Blvd. Hydro - East Canada Capital | Beardslee 1 | F | 24051 | Little Falls | Herkimer | NY | 1924-01-01 | 10 | 9.5 | 9.5 | 10 | 10 |  | Conventional Hydro | Water |  | 24.7364 |  | 0.28238 | 247.3642 | 0.00024736
R1182 | Erie Blvd. Hydro - East Canada Capital | Beardslee 2 | F | 24051 | Little Falls | Herkimer | NY | 1924-01-01 | 10 | 9.5 | 9.5 | 10 | 10 |  | Conventional Hydro | Water |  | 35.5283 |  | 0.40557 | 355.2826 | 0.00035528
R1183 | Erie Blvd. Hydro - East Canada Capital | Ephratah 1 | F | 24051 | Caroga Lake | Fulton | NY | 1920-01-01 | 1.35 | 0.7 | 0.7 | 1.35 | 1.35 |  | Conventional Hydro | Water |  | 8e-05 |  | 6.7648e-06 | 0.0008 | 8e-10
R1184 | Erie Blvd. Hydro - East Canada Capital | Ephratah 2 | F | 24051 | Caroga Lake | Fulton | NY | 1911-01-01 | 1.2 | 0.6 | 0.6 | 1.2 | 1.2 |  | Conventional Hydro | Water |  | 2.2503 |  | 0.21407 | 22.5029 | 2.2503e-05
R1185 | Erie Blvd. Hydro - East Canada Capital | Ephratah 3 | F | 24051 | Caroga Lake | Fulton | NY | 1911-01-01 | 1.3 | 0 | 0 | 0 | 0 |  | Conventional Hydro | Water |  | 2.7388 |  | 0.2405 | 27.3878 | 2.7388e-05
R1186 | Erie Blvd. Hydro - East Canada Capital | Ephratah 4 | F | 24051 | Caroga Lake | Fulton | NY | 1911-01-01 | 1.3 | 0.7 | 0.7 | 1.3 | 1.3 |  | Conventional Hydro | Water |  | 2.5848 |  | 0.22697 | 25.8475 | 2.5847e-05
R1187 | Erie Blvd. Hydro - East Canada Mohawk | Inghams 1 | E | 24050 | Little Falls | Herkimer | NY | 1912-01-01 | 3.2 | 3.5 | 3.5 | 3.2 | 3.2 |  | Conventional Hydro | Water |  | 13.3653 |  | 0.47679 | 133.6527 | 0.00013365
R1188 | Erie Blvd. Hydro - East Canada Mohawk | Inghams 2 | E | 24050 | Little Falls | Herkimer | NY | 1912-01-01 | 3.2 | 3.5 | 3.5 | 3.2 | 3.2 |  | Conventional Hydro | Water |  | 16.646 |  | 0.59382 | 166.4596 | 0.00016646
R1189 | Erie Blvd. Hydro - Lower Hudson | Johnsonville 1 | F | 24059 | Johnsonville | Rensselaer | NY | 1909-01-01 | 1.2 | 1.3 | 1.3 | 1.2 | 1.2 |  | Conventional Hydro | Water |  | 2.9164 |  | 0.27744 | 29.164 | 2.9164e-05
R1190 | Erie Blvd. Hydro - Lower Hudson | Johnsonville 2 | F | 24059 | Johnsonville | Rensselaer | NY | 1909-01-01 | 1.2 | 1.3 | 1.3 | 1.2 | 1.2 |  | Conventional Hydro | Water |  | 3.7711 |  | 0.35874 | 37.7109 | 3.7711e-05
R1191 | Erie Blvd. Hydro - Lower Hudson | Schaghticoke 1 | F | 24059 | Schaghticoke | Rensselaer | NY | 1908-01-01 | 3.275 | 4.1 | 4.1 | 3.275 | 3.275 |  | Conventional Hydro | Water |  | 16.2411 |  | 0.56611 | 162.4106 | 0.00016241
R1192 | Erie Blvd. Hydro - Lower Hudson | Schaghticoke 2 | F | 24059 | Schaghticoke | Rensselaer | NY | 1908-01-01 | 3.275 | 4.1 | 4.1 | 3.275 | 3.275 |  | Conventional Hydro | Water |  | 12.932 |  | 0.45076 | 129.3196 | 0.00012932
R1193 | Erie Blvd. Hydro - Lower Hudson | Schaghticoke 3 | F | 24059 | Schaghticoke | Rensselaer | NY | 1908-01-01 | 3.275 | 4.1 | 4.1 | 3.275 | 3.275 |  | Conventional Hydro | Water |  | 14.8525 |  | 0.51771 | 148.5251 | 0.00014853
R1194 | Erie Blvd. Hydro - Lower Hudson | Schaghticoke 4 | F | 24059 | Schaghticoke | Rensselaer | NY | 1908-01-01 | 3.275 | 4.1 | 4.1 | 3.275 | 3.275 |  | Conventional Hydro | Water |  | 8.6155 |  | 0.30031 | 86.1551 | 8.6155e-05
R1195 | Erie Blvd. Hydro - Lower Hudson | School Street 1 | F | 24059 | Cohoes | Albany | NY | 1974-01-01 | 7.2 | 6.9 | 6.9 | 7.2 | 7.2 |  | Conventional Hydro | Water |  | 43.385 |  | 0.68786 | 433.85 | 0.00043385
R1196 | Erie Blvd. Hydro - Lower Hudson | School Street 2 | F | 24059 | Cohoes | Albany | NY | 1915-01-01 | 7.2 | 6.9 | 6.9 | 7.2 | 7.2 |  | Conventional Hydro | Water |  | 30.1563 |  | 0.47813 | 301.5634 | 0.00030156
R1197 | Erie Blvd. Hydro - Lower Hudson | School Street 3 | F | 24059 | Cohoes | Albany | NY | 1915-01-01 | 7.2 | 6.9 | 6.9 | 7.2 | 7.2 |  | Conventional Hydro | Water |  | 34.7168 |  | 0.55043 | 347.1677 | 0.00034717
R1198 | Erie Blvd. Hydro - Lower Hudson | School Street 4 | F | 24059 | Cohoes | Albany | NY | 1922-01-01 | 7.2 | 6.9 | 6.9 | 7.2 | 7.2 |  | Conventional Hydro | Water |  | 27.6733 |  | 0.43876 | 276.7328 | 0.00027673
R1199 | Erie Blvd. Hydro - Lower Hudson | School Street 5 | F | 24059 | Cohoes | Albany | NY | 1924-01-01 | 10 | 9.6 | 9.6 | 10 | 10 |  | Conventional Hydro | Water |  | 28.5289 |  | 0.32567 | 285.2893 | 0.00028529
R1200 | Erie Blvd. Hydro - Lower Hudson | Schuylerville | F | 24059 | Schuylerville | Saratoga | NY | 1919-01-01 | 1.2 | 1.5 | 1.5 | 1.2 | 1.2 |  | Conventional Hydro | Water |  | 6.7402 |  | 0.6412 | 67.4025 | 6.7402e-05
R1201 | Erie Blvd. Hydro - Lower Raquette | Colton 1 | E | 24057 | Colton | St Lawrence | NY | 1962-01-01 | 10 | 10 | 10 | 10 | 10 |  | Conventional Hydro | Water |  | 72.2595 |  | 0.82488 | 722.5953 | 0.0007226
R1202 | Erie Blvd. Hydro - Lower Raquette | Colton 2 | E | 24057 | Colton | St Lawrence | NY | 1918-01-01 | 10 | 10 | 10 | 10 | 10 |  | Conventional Hydro | Water |  | 73.7131 |  | 0.84147 | 737.1309 | 0.00073713
R1203 | Erie Blvd. Hydro - Lower Raquette | Colton 3 | E | 24057 | Colton | St Lawrence | NY | 1928-01-01 | 10 | 10 | 10 | 10 | 10 |  | Conventional Hydro | Water |  | 79.6863 |  | 0.90966 | 796.8632 | 0.00079686
R1204 | Erie Blvd. Hydro - Lower Raquette | East Norfolk | E | 24057 | East Norfolk | St Lawrence | NY | 1928-01-01 | 3.6 | 4 | 4 | 3 | 3.5 |  | Conventional Hydro | Water |  | 10.8043 |  | 0.3426 | 108.0426 | 0.00010804
R1205 | Erie Blvd. Hydro - Lower Raquette | Hannawa Falls 1 | E | 24057 | Hannawa Falls | St Lawrence | NY | 1914-01-01 | 3.6 | 3.7 | 3.7 | 3.6 | 3.6 |  | Conventional Hydro | Water |  | 28.2856 |  | 0.89693 | 282.8561 | 0.00028286
R1206 | Erie Blvd. Hydro - Lower Raquette | Hannawa Falls 2 | E | 24057 | Hannawa Falls | St Lawrence | NY | 1920-01-01 | 3.6 | 3.7 | 3.7 | 3.6 | 3.6 |  | Conventional Hydro | Water |  | 27.9245 |  | 0.88548 | 279.2448 | 0.00027924
R1207 | Erie Blvd. Hydro - Lower Raquette | Higley 1 | E | 24057 | Colton | St Lawrence | NY | 1913-01-01 | 1.2 | 1.1 | 1.1 | 1.2 | 1.2 |  | Conventional Hydro | Water |  | 10.8985 |  |  | 108.9845 | 0.00010898
R1208 | Erie Blvd. Hydro - Lower Raquette | Higley 2 | E | 24057 | Colton | St Lawrence | NY | 1913-01-01 | 1.2 | 1.1 | 1.1 | 1.2 | 1.2 |  | Conventional Hydro | Water |  | 9.5694 |  | 0.91033 | 95.6941 | 9.5694e-05
R1209 | Erie Blvd. Hydro - Lower Raquette | Higley 3 | E | 24057 | Colton | St Lawrence | NY | 1943-01-01 | 2.08 | 2 | 2 | 2.08 | 2.08 |  | Conventional Hydro | Water |  | 10.6873 |  | 0.58655 | 106.8732 | 0.00010687
R1210 | Erie Blvd. Hydro - Lower Raquette | Higley 4 | E | 24057 | Colton | St Lawrence | NY | 1943-01-01 | 2.08 | 2 | 2 | 2.08 | 2.08 |  | Conventional Hydro | Water |  | 11.0393 |  | 0.60586 | 110.3933 | 0.00011039
R1211 | Erie Blvd. Hydro - Lower Raquette | Norfolk | E | 24057 | Norfolk | St Lawrence | NY | 1928-01-01 | 4.5 | 4.8 | 4.8 | 4.5 | 4.5 |  | Conventional Hydro | Water |  | 29.8818 |  | 0.75804 | 298.8184 | 0.00029882
R1212 | Erie Blvd. Hydro - Lower Raquette | Norwood | E | 24057 | Norwood | St Lawrence | NY | 1928-01-01 | 2 | 2.2 | 2.2 | 2 | 2 |  | Conventional Hydro | Water |  | 14.3345 |  | 0.81818 | 143.3453 | 0.00014335
R1213 | Erie Blvd. Hydro - Lower Raquette | Raymondville | E | 24057 | Raymondville | St Lawrence | NY | 1928-01-01 | 2 | 2.1 | 2.1 | 2 | 2 |  | Conventional Hydro | Water |  | 13.0443 |  | 0.74454 | 130.4426 | 0.00013044
R1214 | Erie Blvd. Hydro - Lower Raquette | Sugar Island 1 | E | 24057 | Potsdam | St Lawrence | NY | 1924-01-01 | 2.5 | 2.1 | 2.1 | 2.6 | 2.6 |  | Conventional Hydro | Water |  | 15.2766 |  | 0.69756 | 152.7656 | 0.00015277
R1215 | Erie Blvd. Hydro - Lower Raquette | Sugar Island 2 | E | 24057 | Potsdam | St Lawrence | NY | 1924-01-01 | 2.5 | 2 | 2 | 2.4 | 2.4 |  | Conventional Hydro | Water |  | 16.5515 |  | 0.75578 | 165.5151 | 0.00016552
R1216 | Erie Blvd. Hydro - Lower Raquette | Yaleville 1 | E | 24057 | Norwood | St Lawrence | NY | 1940-01-01 | 0.5 | 0.2 | 0.2 | 0.5 | 0.5 |  | Conventional Hydro | Water |  | 1.8567 |  | 0.4239 | 18.567 | 1.8567e-05
R1217 | Erie Blvd. Hydro - Lower Raquette | Yaleville 2 | E | 24057 | Norwood | St Lawrence | NY | 1940-01-01 | 0.225 | 0.3 | 0.3 | 0.7 | 0.225 |  | Conventional Hydro | Water |  | 1.1336 |  | 0.57515 | 11.3362 | 1.1336e-05
R1218 | Erie Blvd. Hydro - North Salmon | Allens Falls | D | 24042 | Allens Falls | St Lawrence | NY | 1927-01-01 | 4.4 | 5 | 5 | 4.4 | 4.4 |  | Conventional Hydro | Water |  | 17.3341 |  | 0.44972 | 173.341 | 0.00017334
R1219 | Erie Blvd. Hydro - North Salmon | Chasm 1 | D | 24042 | Chateaugay | Franklin | NY | 1913-01-01 | 1 | 1.1 | 1.1 | 1 | 1 |  | Conventional Hydro | Water |  | 7.2989 |  | 0.83321 | 72.9888 | 7.2989e-05
R1220 | Erie Blvd. Hydro - North Salmon | Chasm 2 | D | 24042 | Chateaugay | Franklin | NY | 1913-01-01 | 1 | 1.1 | 1.1 | 1 | 1 |  | Conventional Hydro | Water |  | 6.3515 |  | 0.72506 | 63.5155 | 6.3515e-05
R1221 | Erie Blvd. Hydro - North Salmon | Chasm 3 | D | 24042 | Chateaugay | Franklin | NY | 1926-01-01 | 1.35 | 1.6 | 1.6 | 1.35 | 1.35 |  | Conventional Hydro | Water |  | 7.4329 |  | 0.62852 | 74.3289 | 7.4329e-05
R1222 | Erie Blvd. Hydro - North Salmon | Franklin 1 | D | 24042 | Franklin | Franklin | NY | 1911-01-01 | 1.135 | 1.1 | 1.1 | 1.135 | 1.135 |  | Conventional Hydro | Water |  | 6.0684 |  | 0.61035 | 60.6843 | 6.0684e-05
R1223 | Erie Blvd. Hydro - North Salmon | Franklin 2 | D | 24042 | Franklin | Franklin | NY | 1926-01-01 | 1.135 | 1.1 | 1.1 | 1.135 | 1.135 |  | Conventional Hydro | Water |  | 6.4165 |  | 0.64535 | 64.1648 | 6.4165e-05
R1224 | Erie Blvd. Hydro - North Salmon | Macomb | D | 24042 | Malone | Franklin | NY | 1940-01-01 | 1 | 0.9 | 0.9 | 1 | 1 |  | Conventional Hydro | Water |  | 6.2682 |  | 0.71555 | 62.6824 | 6.2682e-05
R1225 | Erie Blvd. Hydro - North Salmon | Parishville | D | 24042 | Parishville | St Lawrence | NY | 1925-01-01 | 2.4 | 2.3 | 2.3 | 2.4 | 2.4 |  | Conventional Hydro | Water |  | 17.6471 |  | 0.83938 | 176.4711 | 0.00017647
R1226 | Erie Blvd. Hydro - North Salmon | Piercefield 1 | D | 24042 | Piercefield | St Lawrence | NY | 1957-01-01 | 1.5 | 1.6 | 1.6 | 1.5 | 1.5 |  | Conventional Hydro | Water |  | 11.4608 |  | 0.87221 | 114.6082 | 0.00011461
R1227 | Erie Blvd. Hydro - North Salmon | Piercefield 2 | D | 24042 | Piercefield | St Lawrence | NY | 1924-01-01 | 0.6 | 0.6 | 0.6 | 0.6 | 0.6 |  | Conventional Hydro | Water |  | 4.5132 |  | 0.85867 | 45.1315 | 4.5131e-05
R1228 | Erie Blvd. Hydro - North Salmon | Piercefield 3 | D | 24042 | Piercefield | St Lawrence | NY | 1924-01-01 | 0.6 | 0.6 | 0.6 | 0.6 | 0.6 |  | Conventional Hydro | Water |  | 3.0879 |  | 0.58751 | 30.8793 | 3.0879e-05
R1229 | Erie Blvd. Hydro - NYS Barge | Hydraulic Race | A | 23848 | Lockport | Niagara | NY | 1942-01-01 | 4.68 | 3.1 | 3.1 | 4.7 | 4.7 |  | Conventional Hydro | Water |  | 9.3107 |  | 0.22711 | 93.1067 | 9.3107e-05
R1230 | Erie Blvd. Hydro - Oak Orchard | Glenwood 1 | B | 24046 | Medina | Orleans | NY | 1950-01-01 | 0.5 | 0.5 | 0.5 | 0.5 | 0.5 |  | Conventional Hydro | Water |  | 2.9653 |  | 0.67702 | 29.6533 | 2.9653e-05
R1231 | Erie Blvd. Hydro - Oak Orchard | Glenwood 2 | B | 24046 | Medina | Orleans | NY | 1950-01-01 | 0.5 | 0.5 | 0.5 | 0.5 | 0.5 |  | Conventional Hydro | Water |  | 3.2233 |  | 0.73592 | 32.2331 | 3.2233e-05
R1232 | Erie Blvd. Hydro - Oak Orchard | Glenwood 3 | B | 24046 | Medina | Orleans | NY | 1950-01-01 | 0.5 | 0.5 | 0.5 | 0.5 | 0.5 |  | Conventional Hydro | Water |  | 3.0929 |  | 0.70615 | 30.9293 | 3.0929e-05
R1233 | Erie Blvd. Hydro - Oak Orchard | Oak Orchard | B | 24046 | Waterport | Orleans | NY | 1941-01-01 | 0.35 | 0.3 | 0.3 | 0.35 | 0.35 |  | Conventional Hydro | Water
R1234 | Erie Blvd. Hydro - Oak Orchard | Waterport 1 | B | 24046 | Waterport | Orleans | NY | 1941-01-01 | 2.25 | 1.6 | 1.6 | 2.25 | 2.25 |  | Conventional Hydro | Water |  | 9.511 |  | 0.48255 | 95.1101 | 9.511e-05
R1235 | Erie Blvd. Hydro - Oak Orchard | Waterport 2 | B | 24046 | Waterport | Orleans | NY | 1968-01-01 | 2.45 | 1.8 | 1.8 | 2.45 | 2.45 |  | Conventional Hydro | Water |  | 9.1934 |  | 0.42836 | 91.934 | 9.1934e-05
R1236 | Erie Blvd. Hydro - Oswegatchie | Browns Falls 1 | E | 24044 | Oswegatchie | St Lawrence | NY | 1923-01-01 | 7.5 | 8 | 8 | 7.5 | 7.5 |  | Conventional Hydro | Water |  | 41.6887 |  | 0.63453 | 416.8869 | 0.00041689
R1237 | Erie Blvd. Hydro - Oswegatchie | Browns Falls 2 | E | 24044 | Oswegatchie | St Lawrence | NY | 1923-01-01 | 7.5 | 8 | 8 | 7.5 | 7.5 |  | Conventional Hydro | Water |  | 29.2067 |  | 0.44455 | 292.0672 | 0.00029207
R1238 | Erie Blvd. Hydro - Oswegatchie | Eel Weir 1 | E | 24044 | Heuvelton | St Lawrence | NY | 1928-01-01 | 0.5 | 0.3 | 0.3 | 0.5 | 0.5 |  | Conventional Hydro | Water |  | 2.3427 |  | 0.53486 | 23.427 | 2.3427e-05
R1239 | Erie Blvd. Hydro - Oswegatchie | Eel Weir 2 | E | 24044 | Heuvelton | St Lawrence | NY | 1938-01-01 | 1.1 | 0.8 | 0.8 | 1.1 | 1.1 |  | Conventional Hydro | Water |  | 3.7348 |  | 0.38759 | 37.3485 | 3.7349e-05
R1240 | Erie Blvd. Hydro - Oswegatchie | Eel Weir 3 | E | 24044 | Heuvelton | St Lawrence | NY | 1938-01-01 | 1.1 | 0.8 | 0.8 | 1.1 | 1.1 |  | Conventional Hydro | Water |  | 4.557 |  | 0.47291 | 45.5698 | 4.557e-05
R1241 | Erie Blvd. Hydro - Oswegatchie | Flat Rock 1 | E | 24044 | Flat Rock | St Lawrence | NY | 1924-01-01 | 3 | 2.6 | 2.6 | 3 | 3 |  | Conventional Hydro | Water |  | 14.1289 |  | 0.53763 | 141.2888 | 0.00014129
R1242 | Erie Blvd. Hydro - Oswegatchie | Flat Rock 2 | E | 24044 | Flat Rock | St Lawrence | NY | 1924-01-01 | 3 | 2.6 | 2.6 | 3 | 3 |  | Conventional Hydro | Water |  | 10.0879 |  | 0.38386 | 100.8792 | 0.00010088
R1243 | Erie Blvd. Hydro - Oswegatchie | Heuvelton 1 | E | 24044 | Heuvelton | St Lawrence | NY | 1924-01-01 | 0.52 | 0.4 | 0.4 | 0.52 | 0.52 |  | Conventional Hydro | Water |  | 2.2923 |  | 0.50323 | 22.923 | 2.2923e-05
R1244 | Erie Blvd. Hydro - Oswegatchie | Heuvelton 2 | E | 24044 | Heuvelton | St Lawrence | NY | 1924-01-01 | 0.52 | 0.4 | 0.4 | 0.52 | 0.52 |  | Conventional Hydro | Water |  | 1.6507 |  | 0.36238 | 16.5073 | 1.6507e-05
R1245 | Erie Blvd. Hydro - Oswegatchie | Lower Newton Falls 1 | E | 24044 | Newton Falls | St Lawrence | NY | 2002-07-01 | 0.5 | 0.6 | 0.6 | 0.5 | 0.5 |  | Conventional Hydro | Water |  | 3.5661 |  | 0.81418 | 35.6611 | 3.5661e-05
R1246 | Erie Blvd. Hydro - Oswegatchie | Oswegatchie 1 | E | 24044 | Oswegatchie | St Lawrence | NY | 1937-01-01 | 0.56 | 1.3 | 1.3 | 0.56 | 0.56 |  | Conventional Hydro | Water |  | 6.248 |  |  | 62.4799 | 6.248e-05
R1247 | Erie Blvd. Hydro - Oswegatchie | Oswegatchie 2 | E | 24044 | Oswegatchie | St Lawrence | NY | 1937-01-01 | 0.24 | 0.5 | 0.5 | 0.24 | 0.24 |  | Conventional Hydro | Water |  | 4.9691 |  |  | 49.6914 | 4.9691e-05
R1248 | Erie Blvd. Hydro - Oswegatchie | South Edwards 1 | E | 24044 | South Edwards | St Lawrence | NY | 1937-01-01 | 1 | 1.2 | 1.2 | 1 | 1 |  | Conventional Hydro | Water |  | 9.066 |  |  | 90.6602 | 9.066e-05
R1249 | Erie Blvd. Hydro - Oswegatchie | South Edwards 2 | E | 24044 | South Edwards | St Lawrence | NY | 1937-01-01 | 1 | 1.2 | 1.2 | 1 | 1 |  | Conventional Hydro | Water |  | 8.179 |  | 0.93368 | 81.7903 | 8.179e-05
R1250 | Erie Blvd. Hydro - Oswegatchie | South Edwards 3 | E | 24044 | South Edwards | St Lawrence | NY | 1921-01-01 | 0.68 | 0.8 | 0.8 | 0.68 | 0.68 |  | Conventional Hydro | Water |  | 5.6102 |  | 0.94181 | 56.1017 | 5.6102e-05
R1251 | Erie Blvd. Hydro - Oswegatchie | South Edwards 4 | E | 24044 | South Edwards | St Lawrence | NY | 1937-01-01 | 0.2 | 0.2 | 0.2 | 0.2 | 0.2 |  | Conventional Hydro | Water |  | 2.2224 |  |  | 22.2239 | 2.2224e-05
R1252 | Erie Blvd. Hydro - Oswegatchie | Talcville 1 | E | 24044 | Edwards | St Lawrence | NY | 1986-12-01 | 0.5 | 0.4 | 0.4 | 0.5 | 0.5 |  | Conventional Hydro | Water |  | 5.4934 |  |  | 54.9335 | 5.4934e-05
R1253 | Erie Blvd. Hydro - Oswegatchie | Talcville 2 | E | 24044 | Edwards | St Lawrence | NY | 1986-12-01 | 0.5 | 0.4 | 0.4 | 0.5 | 0.5 |  | Conventional Hydro | Water |  | 0.44103 |  | 0.10069 | 4.4103 | 4.4103e-06
R1254 | Erie Blvd. Hydro - Oswegatchie | Upper Newton Falls 2 | E | 24044 | Newton Falls | St Lawrence | NY | 2002-07-01 | 0.5 | 0.4 | 0.4 | 0.5 | 0.5 |  | Conventional Hydro | Water |  | 4.3301 |  | 0.98861 | 43.3009 | 4.3301e-05
R1255 | Erie Blvd. Hydro - Oswegatchie | Upper Newton Falls 3 | E | 24044 | Newton Falls | St Lawrence | NY | 2002-07-01 | 0.5 | 0.4 | 0.4 | 0.5 | 0.5 |  | Conventional Hydro | Water |  | 3.9059 |  | 0.89175 | 39.0585 | 3.9059e-05
R1256 | Erie Blvd. Hydro - Oswegatchie | Upper Newton Falls 4 | E | 24044 | Newton Falls | St Lawrence | NY | 2002-07-01 | 0.5 | 0.4 | 0.4 | 0.5 | 0.5 |  | Conventional Hydro | Water |  | 1.4629 |  | 0.33399 | 14.6286 | 1.4629e-05
R1257 | Erie Blvd. Hydro - Seneca Oswego | Baldwinsville 1 | C | 24041 | Baldwinsville | Onondaga | NY | 1927-01-01 | 0.32 | 0.2 | 0.2 | 0.33195 | 0.33195 |  | Conventional Hydro | Water |  | 2.0818 |  | 0.74265 | 20.8179 | 2.0818e-05
R1258 | Erie Blvd. Hydro - Seneca Oswego | Baldwinsville 2 | C | 24041 | Baldwinsville | Onondaga | NY | 1927-01-01 | 0.32 | 0.2 | 0.2 | 0.33195 | 0.33195 |  | Conventional Hydro | Water |  | 0.88746 |  | 0.31659 | 8.8746 | 8.8746e-06
R1259 | Erie Blvd. Hydro - Seneca Oswego | Fulton 1 | C | 24041 | Fulton | Oswego | NY | 1924-01-01 | 0.8 | 0.8 | 0.8 | 0.8 | 0.8 |  | Conventional Hydro | Water |  |  | ( 4 ) ( D )
R1260 | Erie Blvd. Hydro - Seneca Oswego | Fulton 2 | C | 24041 | Fulton | Oswego | NY | 1928-01-01 | 0.45 | 0.4 | 0.4 | 0.45 | 0.45 |  | Conventional Hydro | Water |  |  | ( 5 ) ( D )
R1261 | Erie Blvd. Hydro - Seneca Oswego | Granby 1 | C | 24041 | Granby | Oswego | NY | 1983-05-01 | 5 | 5.1 | 5.1 | 5.1868 | 5.1868 |  | Conventional Hydro | Water |  | 25.4703 |  | 0.58151 | 254.7026 | 0.0002547
R1262 | Erie Blvd. Hydro - Seneca Oswego | Granby 2 | C | 24041 | Granby | Oswego | NY | 1983-05-01 | 5 | 5.1 | 5.1 | 5.1868 | 5.1868 |  | Conventional Hydro | Water |  | 26.5299 |  | 0.6057 | 265.2986 | 0.0002653
R1263 | Erie Blvd. Hydro - Seneca Oswego | Minetto 2 | C | 24041 | Minetto | Oswego | NY | 1915-01-01 | 1.6 | 1.5 | 1.5 | 1.6598 | 1.6598 |  | Conventional Hydro | Water |  | 8.5659 |  | 0.61115 | 85.6591 | 8.5659e-05
R1264 | Erie Blvd. Hydro - Seneca Oswego | Minetto 3 | C | 24041 | Minetto | Oswego | NY | 1915-01-01 | 1.6 | 1.5 | 1.5 | 1.6598 | 1.6598 |  | Conventional Hydro | Water |  | 8.736 |  | 0.62329 | 87.3601 | 8.736e-05
R1265 | Erie Blvd. Hydro - Seneca Oswego | Minetto 4 | C | 24041 | Minetto | Oswego | NY | 1915-01-01 | 1.6 | 1.5 | 1.5 | 1.6598 | 1.6598 |  | Conventional Hydro | Water |  | 6.9818 |  | 0.49813 | 69.8181 | 6.9818e-05
R1266 | Erie Blvd. Hydro - Seneca Oswego | Minetto 5 | C | 24041 | Minetto | Oswego | NY | 1975-01-01 | 1.6 | 1.5 | 1.5 | 1.6598 | 1.6598 |  | Conventional Hydro | Water |  | 6.4824 |  | 0.4625 | 64.824 | 6.4824e-05
R1267 | Erie Blvd. Hydro - Seneca Oswego | Minetto 6 | C | 24041 | Minetto | Oswego | NY | 1975-01-01 | 1.6 | 1.5 | 1.5 | 1.6598 | 1.6598 |  | Conventional Hydro | Water |  | 7.1939 |  | 0.51326 | 71.9392 | 7.1939e-05
R1268 | Erie Blvd. Hydro - Seneca Oswego | Oswego Falls E 1 | C | 24041 | Oswego | Oswego | NY | 1914-01-01 | 1.53 | 1.5 | 1.5 | 1.5872 | 1.5872 |  | Conventional Hydro | Water |  | 9.1156 |  | 0.68012 | 91.1557 | 9.1156e-05
R1269 | Erie Blvd. Hydro - Seneca Oswego | Oswego Falls E 2 | C | 24041 | Oswego | Oswego | NY | 1914-01-01 | 1.53 | 1.5 | 1.5 | 1.5872 | 1.5872 |  | Conventional Hydro | Water |  | 8.6529 |  | 0.64561 | 86.5292 | 8.6529e-05
R1270 | Erie Blvd. Hydro - Seneca Oswego | Oswego Falls E 3 | C | 24041 | Oswego | Oswego | NY | 1914-01-01 | 1.53 | 1.5 | 1.5 | 1.5872 | 1.5872 |  | Conventional Hydro | Water |  | 10.0391 |  | 0.74903 | 100.391 | 0.00010039
R1271 | Erie Blvd. Hydro - Seneca Oswego | Oswego Falls W 4 | C | 24041 | Oswego | Oswego | NY | 1914-01-01 | 0.9 | 1 | 1 | 0.93362 | 0.93362 |  | Conventional Hydro | Water |  | 5.0649 |  | 0.64242 | 50.6486 | 5.0649e-05
R1272 | Erie Blvd. Hydro - Seneca Oswego | Oswego Falls W 5 | C | 24041 | Oswego | Oswego | NY | 1914-01-01 | 0.9 | 1 | 1 | 0.93362 | 0.93362 |  | Conventional Hydro | Water |  | 4.8083 |  | 0.60988 | 48.0833 | 4.8083e-05
R1273 | Erie Blvd. Hydro - Seneca Oswego | Oswego Falls W 6 | C | 24041 | Oswego | Oswego | NY | 2007-01-01 | 0.5 | 0.5 | 0.5 | 0.51868 | 0.51868 |  | Conventional Hydro | Water |  | 1.3798 |  | 0.31503 | 13.7981 | 1.3798e-05
R1274 | Erie Blvd. Hydro - Seneca Oswego | Oswego Falls W 7 | C | 24041 | Oswego | Oswego | NY | 2007-01-01 | 0.5 | 0.5 | 0.5 | 0.51868 | 0.51868 |  | Conventional Hydro | Water |  | 1.104 |  | 0.25206 | 11.0403 | 1.104e-05
R1275 | Erie Blvd. Hydro - Seneca Oswego | Varick 2 | C | 24041 | Oswego | Oswego | NY | 1926-01-01 | 2.2 | 1.9 | 1.9 | 2.2822 | 2.2822 |  | Conventional Hydro | Water |  | 8.8959 |  | 0.4616 | 88.959 | 8.8959e-05
R1276 | Erie Blvd. Hydro - Seneca Oswego | Varick 3 | C | 24041 | Oswego | Oswego | NY | 1926-01-01 | 2.2 | 2.1 | 2.1 | 2.2822 | 2.2822 |  | Conventional Hydro | Water |  | 6.5673 |  | 0.34077 | 65.6733 | 6.5673e-05
R1277 | Erie Blvd. Hydro - Seneca Oswego | Varick 4 | C | 24041 | Oswego | Oswego | NY | 1926-01-01 | 2.2 | 1.9 | 1.9 | 2.2822 | 2.2822 |  | Conventional Hydro | Water |  | 5.8846 |  | 0.30535 | 58.8463 | 5.8846e-05
R1278 | Erie Blvd. Hydro - Seneca Oswego | Varick 5 | C | 24041 | Oswego | Oswego | NY | 1926-01-01 | 2.2 | 1.9 | 1.9 | 2.2822 | 2.2822 |  | Conventional Hydro | Water |  | 8.7186 |  | 0.4524 | 87.1862 | 8.7186e-05
R1279 | Erie Blvd. Hydro - South Salmon | Bennetts Bridge 1 | C | 24043 | Altmar | Oswego | NY | 1964-01-01 | 6.375 | 7 | 7 | 6.375 | 6.375 |  | Conventional Hydro | Water |  | 11.5331 |  | 0.20652 | 115.3309 | 0.00011533
R1280 | Erie Blvd. Hydro - South Salmon | Bennetts Bridge 2 | C | 24043 | Altmar | Oswego | NY | 1966-01-01 | 6.375 | 7 | 7 | 6.375 | 6.375 |  | Conventional Hydro | Water |  | 18.8475 |  | 0.3375 | 188.4749 | 0.00018847
R1281 | Erie Blvd. Hydro - South Salmon | Bennetts Bridge 3 | C | 24043 | Altmar | Oswego | NY | 1970-01-01 | 7 | 7.7 | 7.7 | 7 | 7 |  | Conventional Hydro | Water |  | 38.0343 |  | 0.62026 | 380.3426 | 0.00038034
R1282 | Erie Blvd. Hydro - South Salmon | Bennetts Bridge 4 | C | 24043 | Altmar | Oswego | NY | 1970-01-01 | 7 | 7.7 | 7.7 | 7 | 7 |  | Conventional Hydro | Water |  | 45.7477 |  | 0.74605 | 457.4771 | 0.00045748
R1283 | Erie Blvd. Hydro - South Salmon | Lighthouse Hill 1 | C | 24043 | Altmar | Oswego | NY | 1930-01-01 | 3.75 | 4.1 | 4.1 | 3.75 | 3.75 |  | Conventional Hydro | Water |  | 18.148 |  | 0.55245 | 181.4797 | 0.00018148
R1284 | Erie Blvd. Hydro - South Salmon | Lighthouse Hill 2 | C | 24043 | Altmar | Oswego | NY | 1930-01-01 | 3.75 | 4.1 | 4.1 | 3.75 | 3.75 |  | Conventional Hydro | Water |  | 11.2438 |  | 0.34228 | 112.4381 | 0.00011244
R1285 | Erie Blvd. Hydro - Upper Hudson | E J West 1 | F | 24058 | Hadley | Saratoga | NY | 1930-01-01 | 10 | 11.9 | 11.9 | 10 | 10 |  | Conventional Hydro | Water |  | 36.7393 |  | 0.4194 | 367.3932 | 0.00036739
R1286 | Erie Blvd. Hydro - Upper Hudson | E J West 2 | F | 24058 | Hadley | Saratoga | NY | 1930-01-01 | 10 | 11.9 | 11.9 | 10 | 10 |  | Conventional Hydro | Water |  | 40.9685 |  | 0.46768 | 409.685 | 0.00040969
R1287 | Erie Blvd. Hydro - Upper Hudson | Feeder Dam 1 | F | 24058 | S Glens Falls | Saratoga | NY | 1924-01-01 | 1.2 | 0.9 | 0.9 | 1.2 | 1.2 |  | Conventional Hydro | Water |  | 6.5302 |  | 0.62121 | 65.3021 | 6.5302e-05
R1288 | Erie Blvd. Hydro - Upper Hudson | Feeder Dam 2 | F | 24058 | S Glens Falls | Saratoga | NY | 1924-01-01 | 1.2 | 0.9 | 0.9 | 1.2 | 1.2 |  | Conventional Hydro | Water |  | 6.0861 |  | 0.57896 | 60.8606 | 6.0861e-05
R1289 | Erie Blvd. Hydro - Upper Hudson | Feeder Dam 3 | F | 24058 | S Glens Falls | Saratoga | NY | 1924-01-01 | 1.2 | 0.9 | 0.9 | 1.2 | 1.2 |  | Conventional Hydro | Water |  | 5.9175 |  | 0.56293 | 59.1749 | 5.9175e-05
R1290 | Erie Blvd. Hydro - Upper Hudson | Feeder Dam 4 | F | 24058 | S Glens Falls | Saratoga | NY | 1924-01-01 | 1.2 | 0.9 | 0.9 | 1.2 | 1.2 |  | Conventional Hydro | Water |  | 7.466 |  | 0.71024 | 74.6601 | 7.466e-05
R1291 | Erie Blvd. Hydro - Upper Hudson | Feeder Dam 5 | F | 24058 | S Glens Falls | Saratoga | NY | 1924-01-01 | 1.2 | 0.9 | 0.9 | 1.2 | 1.2 |  | Conventional Hydro | Water |  | 3.6543 |  | 0.34763 | 36.5426 | 3.6543e-05
R1292 | Erie Blvd. Hydro - Upper Hudson | Sherman Island 1 | F | 24058 | Queensbury | Warren | NY | 2009-03-01 | 8 | 0 | 0 | 0 | 0 |  | Conventional Hydro | Water |  | 37.2449 |  | 0.53146 | 372.4491 | 0.00037245
R1293 | Erie Blvd. Hydro - Upper Hudson | Sherman Island 2 | F | 24058 | Queensbury | Warren | NY | 1923-01-01 | 7.2 | 8.1 | 8.1 | 7.2 | 7.2 |  | Conventional Hydro | Water |  | 43.1736 |  | 0.68451 | 431.7361 | 0.00043174
R1294 | Erie Blvd. Hydro - Upper Hudson | Sherman Island 3 | F | 24058 | Queensbury | Warren | NY | 1923-01-01 | 8.7 | 9.7 | 9.7 | 8.7 | 8.7 |  | Conventional Hydro | Water |  | 47.6208 |  | 0.62485 | 476.2079 | 0.00047621
R1295 | Erie Blvd. Hydro - Upper Hudson | Sherman Island 4 | F | 24058 | Queensbury | Warren | NY | 1923-01-01 | 7.2 | 8.1 | 8.1 | 7.2 | 7.2 |  | Conventional Hydro | Water |  | 39.56 |  | 0.62722 | 395.6 | 0.0003956
R1296 | Erie Blvd. Hydro - Upper Hudson | Sherman Island 5 | F | 24058 | Queensbury | Warren | NY | 1923-01-01 | 7.2 | 8.1 | 8.1 | 7.2 | 7.2 |  | Conventional Hydro | Water |  | 29.4899 |  | 0.46756 | 294.8986 | 0.0002949
R1297 | Erie Blvd. Hydro - Upper Hudson | Sherman Island 6 | F | 24058 | Queensbury | Warren | NY | 2009-02-02 | 1.3 | 0 | 0 | 0 | 0 |  | Conventional Hydro | Water |  | 9.1307 |  | 0.80178 | 91.3068 | 9.1307e-05
R1298 | Erie Blvd. Hydro - Upper Hudson | Spier Falls 1 | F | 24058 | Moreau | Saratoga | NY | 1924-01-01 | 6.8 | 8.4 | 8.4 | 6.8 | 6.8 |  | Conventional Hydro | Water |  | 43.768 |  | 0.73476 | 437.6803 | 0.00043768
R1299 | Erie Blvd. Hydro - Upper Hudson | Spier Falls 2 | F | 24058 | Moreau | Saratoga | NY | 1930-01-01 | 37.6 | 46.9 | 46.9 | 37.6 | 37.6 |  | Conventional Hydro | Water |  | 219.37 |  | 0.66602 | 2193.7005 | 0.0021937
R1300 | Erie Blvd. Hydro - Upper Hudson | Stewarts Bridge 1 | F | 24058 | Hadley | Saratoga | NY | 1952-01-01 | 30 | 35.8 | 35.8 | 30 | 30 |  | Conventional Hydro | Water |  | 138.1541 |  | 0.5257 | 1381.5415 | 0.0013815
R1301 | Erie Blvd. Hydro - Upper Hudson | Stewarts Bridge 2 | F | 24058 | Hadley | Saratoga | NY | 2013-06-01 | 2.5 | 0 | 0 | 0 | 0 |  | Conventional Hydro | Water |  | 20.6054 |  | 0.94089 | 206.0543 | 0.00020605
R1302 | Erie Blvd. Hydro - Upper Raquette | Blake | E | 24056 | Stark | St Lawrence | NY | 1957-01-01 | 14.4 | 15.6 | 15.6 | 14.4 | 14.4 |  | Conventional Hydro | Water |  | 75.8561 |  | 0.60135 | 758.5607 | 0.00075856
R1303 | Erie Blvd. Hydro - Upper Raquette | Five Falls | E | 24056 | Colton | St Lawrence | NY | 1955-01-01 | 22.5 | 24.4 | 24.4 | 22.5 | 22.5 |  | Conventional Hydro | Water |  | 118.0437 |  | 0.5989 | 1180.4366 | 0.0011804
R1304 | Erie Blvd. Hydro - Upper Raquette | Rainbow Falls | E | 24056 | Colton | St Lawrence | NY | 1956-01-01 | 22.5 | 24.4 | 24.4 | 22.5 | 22.5 |  | Conventional Hydro | Water |  | 125.8688 |  | 0.6386 | 1258.6884 | 0.0012587
R1305 | Erie Blvd. Hydro - Upper Raquette | South Colton | E | 24056 | South Colton | St Lawrence | NY | 1954-01-01 | 19.35 | 20.9 | 20.9 | 19.35 | 19.35 |  | Conventional Hydro | Water |  | 104.1797 |  | 0.61461 | 1041.7974 | 0.0010418
R1306 | Erie Blvd. Hydro - Upper Raquette | Stark | E | 24056 | Stark | St Lawrence | NY | 1957-01-01 | 22.5 | 24.6 | 24.6 | 22.5 | 22.5 |  | Conventional Hydro | Water |  | 116.9134 |  | 0.59317 | 1169.1339 | 0.0011691
R1307 | Erie Blvd. Hydro - West Canada | Prospect | E | 24049 | Prospect | Herkimer | NY | 1959-01-01 | 17.32 | 21.7 | 21.7 | 17.32 | 17.32 |  | Conventional Hydro | Water |  | 88.0675 |  | 0.58045 | 880.6746 | 0.00088067
R1308 | Erie Blvd. Hydro - West Canada | Trenton Falls 5 | E | 24049 | Trenton | Oneida | NY | 1919-01-01 | 6.8 | 9.6 | 9.6 | 6.8 | 6.8 |  | Conventional Hydro | Water |  | 54.2574 |  | 0.91085 | 542.5743 | 0.00054257
R1309 | Erie Blvd. Hydro - West Canada | Trenton Falls 6 | E | 24049 | Trenton | Oneida | NY | 1919-01-01 | 6.4 | 9.1 | 9.1 | 6.4 | 6.4 |  | Conventional Hydro | Water |  | 53.9646 |  | 0.96255 | 539.6465 | 0.00053965
R1310 | Erie Blvd. Hydro - West Canada | Trenton Falls 7 | E | 24049 | Trenton | Oneida | NY | 1922-01-01 | 6.4 | 9.1 | 9.1 | 6.4 | 6.4 |  | Conventional Hydro | Water |  | 40.8393 |  | 0.72844 | 408.3933 | 0.00040839
R1311 | Erie Blvd. Hydropower LP | West Delaware Hydro | G | 323627 | Grahamsville | Sullivan | NY | 1988-12-01 | 7.5 | 7.5 | 7.5 | 7.5 | 7.5 |  | Conventional Hydro | Water |  | 28.888 |  | 0.4397 | 288.88 | 0.00028888
R1312 | Erie Wind, LLC | Erie Wind | A | 323693 | Lackawanna | Erie | NY | 2012-02-01 | 15 | 0 | 0 | 0 | 0 |  | Wind Turbine | Wind |  | 36.8374 |  | 0.28035 | 331.5365 | 0.00033154
R1313 | Exelon Generation Company, LLC | Chaffee | A | 323603 | Chaffee | Erie | NY | 2007-08-09 | 6.4 | 6.4 | 6.4 | 6.4 | 6.4 |  | Internal Combustion | Bio Gas |  | 50.7262 |  | 0.90479 | 557.9884 | 0.00055799
R1314 | Exelon Generation Company, LLC | High Acres 1 | C | 23767 | Fairport | Wayne | NY | 1991-06-01 | 3.2 | 3.2 | 3.2 | 3.2 | 3.2 |  | Internal Combustion | Bio Gas |  | 24.28 |  | 0.86615 | 267.08 | 0.00026708
R1315 | Exelon Generation Company, LLC | High Acres 2 | C | 23767 | Fairport | Wayne | NY | 2008-02-28 | 6.4 | 6.4 | 6.4 | 6.4 | 6.4 |  | Internal Combustion | Bio Gas |  | 48.158 |  | 0.85898 | 529.738 | 0.00052974
R1316 | Exelon Generation Company, LLC | James A. FitzPatrick | C | 23598 | Scriba | Oswego | NY | 1975-07-01 | 882 | 858.9 | 858.9 | 848.1 | 850.3 |  | Steam (BWR Nuclear) | Uranium |  | 6174.2552 |  | 0.79912 | 407500.8432 | 0.4075
R1317 | Exelon Generation Company, LLC | Madison County LF | E | 323628 | Wampsville | Madison | NY | 2010-03-01 | 1.6 | 1.6 | 1.6 | 1.6 | 1.6 |  | Internal Combustion | Bio Gas |  | 5.4189 |  | 0.38662 | 59.6077 | 5.9608e-05
R1318 | Exelon Generation Company, LLC | Mill Seat | B | 323607 | Riga | Monroe | NY | 2007-07-20 | 6.4 | 6.4 | 6.4 | 6.4 | 6.4 |  | Internal Combustion | Bio Gas |  | 52.4642 |  | 0.93579 | 577.1062 | 0.00057711
R1319 | Exelon Generation Company, LLC | Monroe Livingston | B | 24207 | Scottsville | Monroe | NY | 1988-11-01 | 2.4 | 2.4 | 2.4 | 2.4 | 2.4 |  | Internal Combustion | Bio Gas |  | 7.5846 |  | 0.36076 | 83.4302 | 8.343e-05
R1320 | Exelon Generation Company, LLC | Oneida-Herkimer LFGE | E | 323681 | Boonville | Oneida | NY | 2012-04-01 | 3.2 | 3.2 | 3.2 | 3.2 | 3.2 |  | Internal Combustion | Bio Gas |  | 25.747 |  | 0.91849 | 283.2174 | 0.00028322
R1321 | Exelon Generation Company, LLC | Synergy Biogas | B | 323694 | Wyoming | Wyoming | NY | 2012-09-01 | 2 | 2 | 2 | 0 | 0 |  | Internal Combustion | Bio Gas |  | 5.004 |  | 0.28561 | 55.0437 | 5.5044e-05
R1322 | Flat Rock Windpower II, LLC | Maple Ridge Wind 2 | E | 323611 | Lowville | Lewis | NY | 2007-12-01 | 90.8 | 90.7 | 90.7 | 90.8 | 90.8 |  | Wind Turbine | Wind |  | 218.5549 |  | 0.27477 | 1966.9943 | 0.001967
R1323 | Flat Rock Windpower, LLC | Maple Ridge Wind 1 | E | 323574 | Lowville | Lewis | NY | 2006-01-01 | 231 | 231 | 231 | 231 | 231 |  | Wind Turbine | Wind |  | 570.5294 |  | 0.28194 | 5134.765 | 0.0051348
R1324 | Freeport Electric | Freeport 1-2 | K | 1660 | Freeport | Nassau | NY | 1949-08-01 | 2.9 | 2 | 2 | 2.3 | 2.9596 |  | Internal Combustion | No. 2 Fuel Oil |  | 0.03984 |  | 0.0015683 | 29.6011 | 2.9601e-05
R1325 | Freeport Electric | Freeport 1-3 | K | 1660 | Freeport | Nassau | NY | 1954-08-01 | 3.1 | 2.1 | 2.1 | 2.5 | 3.1637 |  | Internal Combustion | No. 2 Fuel Oil |  | 0.00622 |  | 0.00022905 | 4.6215 | 4.6215e-06
R1326 | Freeport Electric | Freeport 1-4 | K | 1660 | Freeport | Nassau | NY | 1964-10-01 | 5.1 | 4.4 | 4.4 | 4 | 5.2048 |  | Internal Combustion | No. 2 Fuel Oil |  | 0.09433 |  | 0.0021114 | 70.0872 | 7.0087e-05
R1327 | Freeport Electric | Freeport 2-3 | K | 1660 | Freeport | Nassau | NY | 1973-05-01 | 18.1 | 18.1 | 18.1 | 12.7 | 18.4719 |  | Combustion Turbine | Kerosene |  | 0.13425 |  | 0.0008467 | 34.905 | 3.4905e-05
R1328 | Freeport Electric | Freeport CT 2 | K | 23818 | Freeport | Nassau | NY | 2004-03-01 | 60.5 | 50.3 | 50.3 | 48.2 | 50.2 |  | Combustion Turbine | Natural Gas | Kerosene | 39.1633 |  | 0.073896 | 17349.3242 | 0.017349
R1329 | GenOn Energy Management, LLC | Bowline 1 | G | 23526 | West Haverstraw | Rockland | NY | 1972-09-01 | 621 | 577.7 | 577.7 | 572.6 | 570.7 | YES | Steam Turbine (Fossil) | Natural Gas | No. 6 Fuel Oil | 979.8917 |  | 0.18013 | 434092.0364 | 0.43409
R1330 | GenOn Energy Management, LLC | Bowline 2 | G | 23595 | West Haverstraw | Rockland | NY | 1974-05-01 | 621 | 567.4 | 567.4 | 558.1 | 566.4 | YES | Steam Turbine (Fossil) | Natural Gas | No. 6 Fuel Oil | 226.3858 |  | 0.041615 | 100288.9271 | 0.10029
R1331 | Hardscrabble Wind Power LLC | Hardscrabble Wind | E | 323673 | Fairfield | Herkimer | NY | 2011-02-01 | 74 | 74 | 74 | 74 | 74 |  | Wind Turbine | Wind |  | 177.5827 |  | 0.27395 | 1598.2446 | 0.0015982
R1332 | Helix Ravenswood, LLC | Ravenswood 01 | J | 23729 | Queens | Queens | NY | 1967-07-01 | 18.6 | 8.8 | 11.5 | 8.7 | 11.4 |  | Combustion Turbine | Natural Gas |  | 0.422 |  | 0.00259 | 186.946 | 0.00018695
R1333 | Helix Ravenswood, LLC | Ravenswood 09 | J | 24257 | Queens | Queens | NY | 1970-07-01 | 25 | 21.7 | 27.6 | 0 | 0 | YES | Jet Engine | Kerosene | Natural Gas | 0.237 | ( 6 ) ( I ) | 0.0010822 | 61.62 | 6.162e-05
R1334 | Helix Ravenswood, LLC | Ravenswood 10 | J | 24258 | Queens | Queens | NY | 1970-08-01 | 25 | 21.2 | 27 | 19.2 | 22.2 | YES | Jet Engine | Kerosene | Natural Gas | 2.356 |  | 0.010758 | 612.56 | 0.00061256
R1335 | Helix Ravenswood, LLC | Ravenswood 11 | J | 24259 | Queens | Queens | NY | 1970-08-01 | 25 | 20.2 | 25.7 | 17.7 | 23.1 | YES | Jet Engine | Kerosene | Natural Gas | 2.49 |  | 0.01137 | 647.4 | 0.0006474
R1336 | Helix Ravenswood, LLC | Ravenswood 2-1 | J | 24244 | Queens | Queens | NY | 1970-12-01 | 42.9 | 40.4 | 51.4 | 30.6 | 41.7 | YES | Jet Engine | Natural Gas | Kerosene | 2.201 | ( 7 ) ( I ) | 0.0058568 | 975.043 | 0.00097504
R1337 | Helix Ravenswood, LLC | Ravenswood 2-2 | J | 24245 | Queens | Queens | NY | 1970-12-01 | 42.9 | 37.6 | 47.8 | 32 | 41.9 | YES | Jet Engine | Natural Gas | Kerosene | 2.293 | ( 7 ) ( I ) | 0.0061016 | 1015.799 | 0.0010158
R1338 | Helix Ravenswood, LLC | Ravenswood 2-3 | J | 24246 | Queens | Queens | NY | 1970-12-01 | 42.9 | 39.2 | 49.9 | 30.7 | 37.3 | YES | Jet Engine | Natural Gas | Kerosene | 2.005 | ( 7 ) ( I ) | 0.0053352 | 888.215 | 0.00088821
R1339 | Helix Ravenswood, LLC | Ravenswood 2-4 | J | 24247 | Queens | Queens | NY | 1970-12-01 | 42.9 | 39.8 | 50.6 | 30.9 | 41.6 | YES | Jet Engine | Natural Gas | Kerosene | 2.57 | ( 7 ) ( I ) | 0.0068387 | 1138.51 | 0.0011385
R1340 | Helix Ravenswood, LLC | Ravenswood 3-1 | J | 24248 | Queens | Queens | NY | 1970-08-01 | 42.9 | 40.5 | 51.5 | 30.7 | 40.8 | YES | Jet Engine | Natural Gas | Kerosene | 1.537 | ( 7 ) ( I ) | 0.0040899 | 680.891 | 0.00068089
R1341 | Helix Ravenswood, LLC | Ravenswood 3-2 | J | 24249 | Queens | Queens | NY | 1970-08-01 | 42.9 | 38.1 | 48.5 | 29.7 | 40.3 | YES | Jet Engine | Natural Gas | Kerosene | 2.199 | ( 7 ) ( I ) | 0.0058515 | 974.157 | 0.00097416
R1342 | Helix Ravenswood, LLC | Ravenswood 3-4 | J | 24251 | Queens | Queens | NY | 1970-08-01 | 42.9 | 35.8 | 45.5 | 29.8 | 40.8 | YES | Jet Engine | Natural Gas | Kerosene | 2.573 | ( 7 ) ( I ) | 0.0068467 | 1139.839 | 0.0011398
R1343 | Helix Ravenswood, LLC | Ravenswood CC 04 | J | 23820 | Queens | Queens | NY | 2004-05-01 | 250 | 231.2 | 276.7 | 219.2 | 277.3 | YES | Combined Cycle | Natural Gas | No. 2 Fuel Oil | 1404.902 |  | 0.64151 | 622371.586 | 0.62237
R1344 | Helix Ravenswood, LLC | Ravenswood ST 01 | J | 23533 | Queens | Queens | NY | 1963-02-01 | 400 | 365.1 | 365.1 | 368 | 368 | YES | Steam Turbine (Fossil) | No. 6 Fuel Oil | Natural Gas | 532.744 |  | 0.15204 | 395828.792 | 0.39583
R1345 | Helix Ravenswood, LLC | Ravenswood ST 02 | J | 23534 | Queens | Queens | NY | 1963-05-01 | 400 | 391.6 | 391.6 | 372.5 | 375 | YES | Steam Turbine (Fossil) | No. 6 Fuel Oil | Natural Gas | 601.376 |  | 0.17163 | 446822.368 | 0.44682
R1346 | Helix Ravenswood, LLC | Ravenswood ST 03 | J | 23535 | Queens | Queens | NY | 1965-06-01 | 1027 | 986.8 | 986.8 | 973 | 974.2 | YES | Steam Turbine (Fossil) | No. 6 Fuel Oil | Natural Gas | 440.294 |  | 0.04894 | 327138.442 | 0.32714
R1347 | Howard Wind LLC | Howard Wind | C | 323690 | Howard | Steuben | NY | 2011-12-01 | 55.4 | 57.4 | 57.4 | 55.4 | 55.4 |  | Wind Turbine | Wind |  | 133.8732 |  | 0.27585 | 1204.8588 | 0.0012049
R1348 | Indeck Energy Services of Silver Springs | Indeck-Silver Springs | C | 23768 | Silver Springs | Wyoming | NY | 1991-04-01 | 56.6 | 51.5 | 66.1 | 49.1 | 62.5 | YES | Combined Cycle | Natural Gas | No. 2 Fuel Oil | 54.5746 |  | 0.11007 | 24176.5434 | 0.024177
R1349 | Indeck-Corinth LP | Indeck-Corinth | F | 23802 | Corinth | Saratoga | NY | 1995-07-01 | 147 | 131.2 | 134 | 130.6 | 134.7 | YES | Combined Cycle | Natural Gas | No. 2 Fuel Oil | 665.264 |  | 0.51662 | 294711.952 | 0.29471
R1350 | Indeck-Olean LP | Indeck-Olean | A | 23982 | Olean | Cattaraugus | NY | 1993-12-01 | 90.6 | 79.4 | 88.5 | 78.7 | 87.8 | YES | Combined Cycle | Natural Gas | No. 2 Fuel Oil | 83.1057 |  | 0.10471 | 36815.8295 | 0.036816
R1351 | Indeck-Oswego LP | Indeck-Oswego | C | 23783 | Oswego | Oswego | NY | 1990-05-01 | 57.4 | 51.6 | 66.7 | 48.9 | 61.4 | YES | Combined Cycle | Natural Gas | No. 2 Fuel Oil | 55.8175 |  | 0.11101 | 24727.1702 | 0.024727
R1352 | Indeck-Yerkes LP | Indeck-Yerkes | A | 23781 | Tonawanda | Erie | NY | 1990-02-01 | 59.9 | 49.7 | 60.5 | 47.7 | 56.7 | YES | Combined Cycle | Natural Gas | No. 2 Fuel Oil | 48.7513 |  | 0.092909 | 21596.8392 | 0.021597
R1353 | Innovative Energy Systems, Inc. | Auburn LFG | C | 323710 | Auburn | Cayuga | NY | 2010-01-01 | 2.1 | 0 | 0 | 0 | 0 |  | Internal Combustion | Bio Gas |  |  | ( 8 ) ( R )
R1354 | Innovative Energy Systems, Inc. | Chautauqua LFGE | A | 323629 | Jamestown | Chautauqua | NY | 2010-02-12 | 9.6 | 0 | 0 | 0 | 0 |  | Internal Combustion | Bio Gas |  | 42.6382 |  | 0.50702 | 469.02 | 0.00046902
R1355 | Innovative Energy Systems, Inc. | Clinton LFGE | D | 323618 | Morrisonville | Clinton | NY | 2008-10-01 | 6.4 | 6.4 | 6.4 | 6.4 | 6.4 |  | Internal Combustion | Bio Gas |  | 30.8321 |  | 0.54994 | 339.1532 | 0.00033915
R1356 | Innovative Energy Systems, Inc. | Colonie LFGTE | F | 323577 | Colonie | Albany | NY | 2006-03-01 | 6.4 | 6.4 | 6.4 | 6.4 | 6.4 |  | Internal Combustion | Bio Gas |  | 35.1628 |  | 0.62719 | 386.7907 | 0.00038679
R1357 | Innovative Energy Systems, Inc. | DANC LFGE | E | 323619 | Watertown | Jefferson | NY | 2008-09-08 | 6.4 | 6.4 | 6.4 | 6.4 | 6.4 |  | Internal Combustion | Bio Gas |  | 29.738 |  | 0.53043 | 327.1175 | 0.00032712
R1358 | Innovative Energy Systems, Inc. | Fulton LFGE | F | 323630 | Johnstown | Fulton | NY | 2010-06-04 | 3.2 | 0 | 0 | 0 | 0 |  | Internal Combustion | Bio Gas |  | 12.6077 |  | 0.44976 | 138.6851 | 0.00013869
R1359 | Innovative Energy Systems, Inc. | Hyland LFGE | B | 323620 | Angelica | Allegany | NY | 2008-09-08 | 4.8 | 4.8 | 4.8 | 4.8 | 4.8 |  | Internal Combustion | Bio Gas |  | 38.0771 |  | 0.90556 | 418.848 | 0.00041885
R1360 | Innovative Energy Systems, Inc. | Steuben County LF | C | 323667 | Bath | Steuben | NY | 2012-08-01 | 3.2 | 3.2 | 3.2 | 3.2 | 3.2 |  | Internal Combustion | Bio Gas |  | 15.5837 |  | 0.55592 | 171.4202 | 0.00017142
R1361 | Jamestown Board of Public Utilities | Jamestown 5 | A | 1658 | Jamestown | Chautauqua | NY | 1951-08-01 | 28.7 | 23 | 23 | 22 | 21.378 |  | Steam Turbine (Fossil) | Natural Gas | Bituminous Coal | 17.4367 |  | 0.069355 | 7724.4537 | 0.0077245
R1362 | Jamestown Board of Public Utilities | Jamestown 6 | A | 1658 | Jamestown | Chautauqua | NY | 1968-08-01 | 25 | 22.4 | 22.4 | 19.1 | 18.622 |  | Steam Turbine (Fossil) | Natural Gas | Bituminous Coal | 17.0532 |  | 0.077869 | 7554.5897 | 0.0075546
R1363 | Jamestown Board of Public Utilities | Jamestown 7 | A | 1659 | Jamestown | Chautauqua | NY | 2002-01-01 | 47.3 | 40 | 40 | 39 | 45.2 |  | Combustion Turbine | Natural Gas |  | 121.3273 |  | 0.29281 | 53747.9806 | 0.053748
R1364 | Jericho Rise Wind Farm LLC | Jericho Rise Wind Farm | D | 323719 | Chateaugay | Franklin | NY | 2016-12-01 | 77.7 | 77.7 | 77.7 | 77.7 | 77.7 |  | Wind Turbine | Wind |  | 246.3 |  | 0.36186 | 2216.7 | 0.0022167
R1365 | Tenaska Power Services Co. | Freeport CT 1 | K | 23764 | Freeport | Nassau | NY | 2004-06-01 | 60 | 48.3 | 51.3 | 46.2 | 46.4 | YES | Combustion Turbine | Natural Gas | No. 2 Fuel Oil | 85.6943 |  | 0.16304 | 37962.5882 | 0.037963
R1366 | Long Island Power Authority | Babylon (RR) | K | 323704 | Babylon | Suffolk | NY | 1989-04-01 | 17 | 15.5 | 15.5 | 14.8 | 14.7 |  | Steam Turbine (Fossil) | Refuse |  | 114.814 |  | 0.77098 | 2640.7209 | 0.0026407
R1367 | Long Island Power Authority | Barrett 03 | K | 23706 | Island Park | Nassau | NY | 1970-06-01 | 18 | 17.9 | 23.4 | 16.3 | 19.8 | YES | Combustion Turbine | Natural Gas | No. 2 Fuel Oil | 3.725 |  | 0.023624 | 1650.175 | 0.0016502
R1368 | Long Island Power Authority | Barrett 04 | K | 23707 | Island Park | Nassau | NY | 1970-07-01 | 18 | 17.7 | 23.1 | 16.6 | 19.8 | YES | Combustion Turbine | Natural Gas | No. 2 Fuel Oil | 4.616 |  | 0.029274 | 2044.888 | 0.0020449
R1369 | Long Island Power Authority | Barrett 05 | K | 23708 | Island Park | Nassau | NY | 1970-07-01 | 18 | 17.8 | 23.3 | 15.4 | 20.7 | YES | Combustion Turbine | Natural Gas | No. 2 Fuel Oil | 3.374 |  | 0.021398 | 1494.682 | 0.0014947
R1370 | Long Island Power Authority | Barrett 06 | K | 23709 | Island Park | Nassau | NY | 1970-07-01 | 18 | 17.8 | 23.3 | 17.2 | 19.7 | YES | Combustion Turbine | Natural Gas | No. 2 Fuel Oil | 2.257 |  | 0.014314 | 999.851 | 0.00099985
R1371 | Long Island Power Authority | Barrett 08 | K | 23711 | Island Park | Nassau | NY | 1970-07-01 | 18 | 17.3 | 22.6 | 15.9 | 20.3 | YES | Combustion Turbine | Natural Gas | No. 2 Fuel Oil | 2.929 |  | 0.018576 | 1297.547 | 0.0012975
R1372 | Long Island Power Authority | Barrett 09 | K | 23700 | Island Park | Nassau | NY | 1971-06-01 | 41.8 | 43.4 | 55.2 | 40.7 | 49.9 | YES | Jet Engine | Natural Gas | No. 2 Fuel Oil | 9.686 |  | 0.026452 | 4290.898 | 0.0042909
R1373 | Long Island Power Authority | Barrett 10 | K | 23701 | Island Park | Nassau | NY | 1971-06-01 | 41.8 | 42.7 | 54.3 | 41.6 | 50.4 | YES | Jet Engine | Natural Gas | No. 2 Fuel Oil | 8.869 |  | 0.024221 | 3928.967 | 0.003929
R1374 | Long Island Power Authority | Barrett 11 | K | 23702 | Island Park | Nassau | NY | 1971-06-01 | 41.8 | 43.3 | 55.1 | 41.2 | 49.9 | YES | Jet Engine | Natural Gas | No. 2 Fuel Oil | 19.172 |  | 0.052358 | 8493.196 | 0.0084932
R1375 | Long Island Power Authority | Barrett 12 | K | 23703 | Island Park | Nassau | NY | 1971-06-01 | 41.8 | 44 | 56 | 40.7 | 50.4 | YES | Jet Engine | Natural Gas | No. 2 Fuel Oil | 14.397 |  | 0.039318 | 6377.871 | 0.0063779
R1376 | Long Island Power Authority | Barrett GT 01 | K | 23704 | Island Park | Nassau | NY | 1970-06-01 | 18 | 18.1 | 23.6 | 17.9 | 20.4 | YES | Combustion Turbine | Natural Gas | No. 2 Fuel Oil | 5.52 |  | 0.035008 | 2445.36 | 0.0024454
R1377 | Long Island Power Authority | Barrett GT 02 | K | 23705 | Island Park | Nassau | NY | 1970-06-01 | 18 | 17.4 | 22.7 | 16.9 | 20.3 | YES | Combustion Turbine | Natural Gas | No. 2 Fuel Oil | 2.373 |  | 0.015049 | 1051.239 | 0.0010512
R1378 | Long Island Power Authority | Barrett ST 01 | K | 23545 | Island Park | Nassau | NY | 1956-11-01 | 188 | 200.2 | 200.2 | 194.7 | 197.5 | YES | Steam Turbine (Fossil) | Natural Gas | No. 6 Fuel Oil | 847.444 |  | 0.51458 | 375417.692 | 0.37542
R1379 | Long Island Power Authority | Barrett ST 02 | K | 23546 | Island Park | Nassau | NY | 1963-10-01 | 188 | 197.5 | 197.5 | 193.7 | 192.5 | YES | Steam Turbine (Fossil) | Natural Gas | No. 6 Fuel Oil | 433.324 |  | 0.26312 | 191962.532 | 0.19196
R1380 | Long Island Power Authority | Bethpage 3 | K | 323564 | Hicksville | Nassau | NY | 2005-05-01 | 96 | 79.9 | 91.4 | 77.9 | 77.1 |  | Combined Cycle | Natural Gas |  | 169.123 |  | 0.20111 | 74921.489 | 0.074921
R1381 | Long Island Power Authority | Caithness_CC_1 | K | 323624 | Brookhaven | Suffolk | NY | 2009-08-01 | 375 | 315.6 | 389.8 | 315.6 | 367.2 | YES | Combined Cycle | Natural Gas | No. 2 Fuel Oil | 2415.1582 |  | 0.73521 | 1069915.0737 | 1.0699
R1382 | Long Island Power Authority | East Hampton 2 | K | 23722 | E Hampton | Suffolk | NY | 1962-12-01 | 2 | 2 | 2 | 1.9667 | 2.0333 |  | Internal Combustion | No. 2 Fuel Oil |  | 0.3326 |  | 0.018984 | 247.1218 | 0.00024712
R1383 | Long Island Power Authority | East Hampton 3 | K | 23722 | E Hampton | Suffolk | NY | 1962-12-01 | 2 | 2 | 2 | 1.9667 | 2.0333 |  | Internal Combustion | No. 2 Fuel Oil |  | 0.4057 |  | 0.023156 | 301.4351 | 0.00030144
R1384 | Long Island Power Authority | East Hampton 4 | K | 23722 | E Hampton | Suffolk | NY | 1962-12-01 | 2 | 2 | 2 | 1.9667 | 2.0333 |  | Internal Combustion | No. 2 Fuel Oil |  | 0.40569 |  | 0.023156 | 301.4277 | 0.00030143
R1385 | Long Island Power Authority | East Hampton GT 01 | K | 23717 | E Hampton | Suffolk | NY | 1970-12-01 | 21.3 | 19.2 | 24.4 | 18.8 | 23.9 |  | Jet Engine | No. 2 Fuel Oil |  | 6.48 |  | 0.034729 | 4814.64 | 0.0048146
R1386 | Long Island Power Authority | Far Rockaway GT1 | K | 24212 | Far Rockaway | Queens | NY | 2002-07-01 | 60.5 | 53.5 | 73.1 | 53.5 | 58.4 |  | Jet Engine | Natural Gas |  | 99.5747 |  | 0.18788 | 44111.6142 | 0.044112
R1387 | Long Island Power Authority | Far Rockaway GT2 | K | 23815 | Jamaica Bay | Queens | NY | 2003-07-02 | 60.5 | 55.4 | 75.7 | 54.5 | 54.3 |  | Jet Engine | Kerosene |  | 7.3583 |  | 0.013884 | 1913.1658 | 0.0019132
R1388 | Long Island Power Authority | Glenwood GT 01 | K | 23712 | Glenwood | Nassau | NY | 1967-04-01 | 16 | 14.6 | 19.1 | 11.9 | 13.9 |  | Combustion Turbine | No. 2 Fuel Oil |  | 0.007 |  | 4.9943e-05 | 5.201 | 5.201e-06
R1389 | Long Island Power Authority | Glenwood GT 02 | K | 23688 | Glenwood | Nassau | NY | 1972-06-01 | 55 | 52.7 | 68.8 | 53.4 | 62.5 |  | Combustion Turbine | No. 2 Fuel Oil |  | 0.203 |  | 0.00042134 | 150.829 | 0.00015083
R1390 | Long Island Power Authority | Glenwood GT 03 | K | 23689 | Glenwood | Nassau | NY | 1972-06-01 | 55 | 52.7 | 68.8 | 54.2 | 64.5 |  | Combustion Turbine | No. 2 Fuel Oil |  | 0.573 |  | 0.0011893 | 425.739 | 0.00042574
R1391 | Long Island Power Authority | Glenwood GT 04 | K | 24219 | Glenwood | Nassau | NY | 2002-06-01 | 53 | 40.3 | 47.6 | 41 | 46.1 | YES | Combustion Turbine | Natural Gas | No. 2 Fuel Oil | 57.8505 |  | 0.1246 | 25627.7715 | 0.025628
R1392 | Long Island Power Authority | Glenwood GT 05 | K | 24220 | Glenwood | Nassau | NY | 2002-06-01 | 53 | 40 | 47.3 | 39.8 | 46.3 | YES | Combustion Turbine | Natural Gas | No. 2 Fuel Oil | 42.8418 |  | 0.092276 | 18978.9085 | 0.018979
R1393 | Long Island Power Authority | Greenport GT1 | K | 23814 | Greenport | Suffolk | NY | 2003-07-02 | 54 | 51.9 | 52.4 | 53.5 | 55.3 |  | Jet Engine | No. 2 Fuel Oil |  | 8.8024 |  | 0.018608 | 6540.1981 | 0.0065402
R1394 | Long Island Power Authority | Hempstead (RR) | K | 23647 | Hempstead | Nassau | NY | 1989-10-01 | 78.6 | 73.7 | 73.7 | 74.3 | 75.2 |  | Steam Turbine (Fossil) | Refuse |  | 593.5236 |  | 0.86201 | 13651.0428 | 0.013651
R1395 | Long Island Power Authority | Holtsville 01 | K | 23690 | Holtsville | Suffolk | NY | 1974-07-01 | 56.7 | 55.1 | 70.1 | 57.4 | 64.8 |  | Jet Engine | No. 2 Fuel Oil |  | 0.626 |  | 0.0012603 | 465.118 | 0.00046512
R1396 | Long Island Power Authority | Holtsville 02 | K | 23691 | Holtsville | Suffolk | NY | 1974-07-01 | 56.7 | 55.3 | 70.3 | 53.1 | 63.5 |  | Jet Engine | No. 2 Fuel Oil |  | 0.363 |  | 0.00073084 | 269.709 | 0.00026971
R1397 | Long Island Power Authority | Holtsville 03 | K | 23692 | Holtsville | Suffolk | NY | 1974-07-01 | 56.7 | 52.1 | 66.3 | 52.6 | 63.1 |  | Jet Engine | No. 2 Fuel Oil |  | 0.97 |  | 0.0019529 | 720.71 | 0.00072071
R1398 | Long Island Power Authority | Holtsville 04 | K | 23693 | Holtsville | Suffolk | NY | 1974-07-01 | 56.7 | 52.7 | 67 | 52.4 | 63.2 |  | Jet Engine | No. 2 Fuel Oil |  | 2.433 |  | 0.0048984 | 1807.719 | 0.0018077
R1399 | Long Island Power Authority | Holtsville 05 | K | 23694 | Holtsville | Suffolk | NY | 1974-07-01 | 56.7 | 53.3 | 67.8 | 55 | 64.8 |  | Jet Engine | No. 2 Fuel Oil |  | 0.423 |  | 0.00085163 | 314.289 | 0.00031429
R1400 | Long Island Power Authority | Holtsville 06 | K | 23695 | Holtsville | Suffolk | NY | 1975-07-01 | 56.7 | 53 | 67.4 | 48.9 | 62.3 |  | Jet Engine | No. 2 Fuel Oil |  | 3.008 |  | 0.0060561 | 2234.944 | 0.0022349
R1401 | Long Island Power Authority | Holtsville 07 | K | 23696 | Holtsville | Suffolk | NY | 1975-07-01 | 56.7 | 55.1 | 70.1 | 53.3 | 64.1 |  | Jet Engine | No. 2 Fuel Oil |  | 0.796 |  | 0.0016026 | 591.428 | 0.00059143
R1402 | Long Island Power Authority | Holtsville 08 | K | 23697 | Holtsville | Suffolk | NY | 1975-07-01 | 56.7 | 57.4 | 73 | 52.4 | 66.4 |  | Jet Engine | No. 2 Fuel Oil |  | 1.21 |  | 0.0024361 | 899.03 | 0.00089903
R1403 | Long Island Power Authority | Holtsville 09 | K | 23698 | Holtsville | Suffolk | NY | 1975-07-01 | 56.7 | 57.5 | 73.1 | 56.1 | 71.2 |  | Jet Engine | No. 2 Fuel Oil |  | 0.867 |  | 0.0017455 | 644.181 | 0.00064418
R1404 | Long Island Power Authority | Holtsville 10 | K | 23699 | Holtsville | Suffolk | NY | 1975-07-01 | 56.7 | 55.1 | 70.1 | 53.8 | 66.7 |  | Jet Engine | No. 2 Fuel Oil |  | 2.594 |  | 0.0052226 | 1927.342 | 0.0019273
R1405 | Long Island Power Authority | Huntington (RR) | K | 323705 | Huntington | Suffolk | NY | 1991-12-01 | 28 | 24.7 | 24.7 | 24.3 | 24.3 |  | Steam Turbine (Fossil) | Refuse |  | 193.9428 |  | 0.7907 | 4460.6853 | 0.0044607
R1406 | Long Island Power Authority | Islip (RR) | K | 323679 | Ronkonkoma | Suffolk | NY | 1990-03-01 | 12.5 | 11.2 | 11.2 | 8.3 | 8.7 |  | Steam Turbine (Fossil) | Refuse |  | 55.8567 |  | 0.51011 | 1284.7036 | 0.0012847
R1407 | Long Island Power Authority | Long Island Solar Farm | K | 323691 | Upton | Suffolk | NY | 2011-11-01 | 31.5 | 31.5 | 31.5 | 31.5 | 31.5 |  | Photovoltaic | Sunlight |  | 47.31 |  | 0.17145 | 1513.92 | 0.0015139
R1408 | Long Island Power Authority | Northport 1 | K | 23551 | Northport | Suffolk | NY | 1967-07-01 | 387 | 395 | 395 | 399.5 | 397 | YES | Steam Turbine (Fossil) | Natural Gas | No. 6 Fuel Oil | 342.029 |  | 0.10089 | 151518.847 | 0.15152
R1409 | Long Island Power Authority | Northport 2 | K | 23552 | Northport | Suffolk | NY | 1968-06-01 | 387 | 396 | 396 | 396.5 | 398.7 | YES | Steam Turbine (Fossil) | Natural Gas | No. 6 Fuel Oil | 131.99 |  | 0.038934 | 58471.57 | 0.058472
R1410 | Long Island Power Authority | Northport 3 | K | 23553 | Northport | Suffolk | NY | 1972-07-01 | 387 | 399.2 | 399.2 | 399.5 | 392.5 | YES | Steam Turbine (Fossil) | Natural Gas | No. 6 Fuel Oil | 289.847 |  | 0.085498 | 128402.221 | 0.1284
R1411 | Long Island Power Authority | Northport 4 | K | 23650 | Northport | Suffolk | NY | 1977-12-01 | 387 | 399.2 | 399.2 | 380.2 | 383.5 | YES | Steam Turbine (Fossil) | Natural Gas | No. 6 Fuel Oil | 863.563 |  | 0.25473 | 382558.409 | 0.38256
R1412 | Long Island Power Authority | Northport GT | K | 23718 | Northport | Suffolk | NY | 1967-03-01 | 16 | 13.8 | 18 | 11.7 | 15.5 |  | Combustion Turbine | No. 2 Fuel Oil |  | 0.02073 |  | 0.0001479 | 15.4024 | 1.5402e-05
R1413 | Long Island Power Authority | Oceanside (LF) | K | 5008 | Oceanside | Nassau | NY | 1991-02-01 | 2.1 | 1.1 | 1.1 | 0 | 0 |  | Internal Combustion | Bio Gas
R1414 | Long Island Power Authority | Oyster Bay (LF) | K | 5009 | Bethpage | Nassau | NY | 1986-07-01 | 1.3 | 0 | 0 | 0 | 0 |  | Internal Combustion | Bio Gas
R1415 | Long Island Power Authority | Pilgrim GT1 | K | 24216 | Brentwood | Suffolk | NY | 2002-08-01 | 50 | 45.6 | 45.6 | 45.3 | 46.4 |  | Combustion Turbine | Natural Gas |  | 37.3226 |  | 0.085211 | 16533.9118 | 0.016534
R1416 | Long Island Power Authority | Pilgrim GT2 | K | 24217 | Brentwood | Suffolk | NY | 2002-08-01 | 50 | 46.2 | 46.2 | 45.1 | 46.7 |  | Combustion Turbine | Natural Gas |  | 34.8258 |  | 0.079511 | 15427.8294 | 0.015428
R1417 | Long Island Power Authority | Pinelawn Power 1 | K | 323563 | Babylon | Suffolk | NY | 2005-06-01 | 82 | 78 | 78 | 75.7 | 78.2 | YES | Combined Cycle | Natural Gas | Kerosene | 126.0536 |  | 0.17548 | 55841.7625 | 0.055842
R1418 | Long Island Power Authority | Port Jefferson 3 | K | 23555 | Port Jefferson | Suffolk | NY | 1958-11-01 | 188 | 194.5 | 194.5 | 191.2 | 197 | YES | Steam Turbine (Fossil) | No. 6 Fuel Oil | Natural Gas | 86.283 |  | 0.052392 | 64108.269 | 0.064108
R1419 | Long Island Power Authority | Port Jefferson 4 | K | 23616 | Port Jefferson | Suffolk | NY | 1960-11-01 | 188 | 198.7 | 198.7 | 194 | 198.7 | YES | Steam Turbine (Fossil) | No. 6 Fuel Oil | Natural Gas | 112.165 |  | 0.068108 | 83338.595 | 0.083339
R1420 | Long Island Power Authority | Port Jefferson GT 01 | K | 23713 | Port Jefferson | Suffolk | NY | 1966-12-01 | 16 | 14.1 | 18.4 | 12.6 | 15.5 |  | Combustion Turbine | No. 2 Fuel Oil |  | -0.048 |  | -0.00034247 | -35.664 | -3.5664e-05
R1421 | Long Island Power Authority | Port Jefferson GT 02 | K | 24210 | Port Jefferson | Suffolk | NY | 2002-07-01 | 53 | 42 | 49.6 | 41 | 46.4 | YES | Combustion Turbine | Natural Gas | No. 2 Fuel Oil | 23.6767 |  | 0.050997 | 10488.7825 | 0.010489
R1422 | Long Island Power Authority | Port Jefferson GT 03 | K | 24211 | Port Jefferson | Suffolk | NY | 2002-07-01 | 53 | 41.1 | 48.6 | 41 | 47 | YES | Combustion Turbine | Natural Gas | No. 2 Fuel Oil | 19.1187 |  | 0.041179 | 8469.6062 | 0.0084696
R1423 | Long Island Power Authority | S Hampton 1 | K | 23720 | South Hampton | Suffolk | NY | 1963-03-01 | 11.5 | 10.3 | 13.5 | 8.5 | 10.9 |  | Combustion Turbine | No. 2 Fuel Oil |  | 0.947 |  | 0.0094004 | 703.621 | 0.00070362
R1424 | Long Island Power Authority | Shoreham 1 | K | 23715 | Shoreham | Suffolk | NY | 1971-07-01 | 52.9 | 48.9 | 63.9 | 49.3 | 67.5 |  | Combustion Turbine | No. 2 Fuel Oil |  | 0.485 |  | 0.0010466 | 360.355 | 0.00036035
R1425 | Long Island Power Authority | Shoreham 2 | K | 23716 | Shoreham | Suffolk | NY | 1984-04-01 | 18.6 | 18.5 | 23.5 | 16 | 22.8 |  | Jet Engine | No. 2 Fuel Oil |  | 0.235 |  | 0.0014423 | 174.605 | 0.00017461
R1426 | Long Island Power Authority | Shoreham GT3 | K | 24213 | Shoreham | Suffolk | NY | 2002-08-01 | 50 | 45.4 | 45.4 | 45.8 | 46.2 |  | Combustion Turbine | No. 2 Fuel Oil |  | 2.4531 |  | 0.0056007 | 1822.6533 | 0.0018227
R1427 | Long Island Power Authority | Shoreham GT4 | K | 24214 | Shoreham | Suffolk | NY | 2002-08-01 | 50 | 43.9 | 43.9 | 45.2 | 46 |  | Combustion Turbine | No. 2 Fuel Oil |  | 2.0427 |  | 0.0046636 | 1517.7038 | 0.0015177
R1428 | Long Island Power Authority | Smithtown (LF) | K | 5010 | Smithtown | Suffolk | NY | 1985-12-01 | 1.1 | 0 | 0 | 0 | 0 |  | Internal Combustion | Bio Gas
R1429 | Long Island Power Authority | South Oaks Hosp | K | 5011 | Amityville | Suffolk | NY | 1990-06-01 | 1 | 0 | 0 | 0 | 0 |  | Internal Combustion | Natural Gas
R1430 | Long Island Power Authority | Southold 1 | K | 23719 | Southold | Suffolk | NY | 1964-08-01 | 14 | 12.3 | 16.1 | 10.2 | 12.7 |  | Combustion Turbine | No. 2 Fuel Oil |  | 0.14067 |  | 0.001147 | 104.5178 | 0.00010452
R1431 | Long Island Power Authority | Wading River 1 | K | 23522 | Shoreham | Suffolk | NY | 1989-08-01 | 79.5 | 81.2 | 106.1 | 78.7 | 99.6 |  | Combustion Turbine | No. 2 Fuel Oil |  | 1.3203 |  | 0.0018959 | 981.02 | 0.00098102
R1432 | Long Island Power Authority | Wading River 2 | K | 23547 | Shoreham | Suffolk | NY | 1989-08-01 | 79.5 | 81.3 | 106.2 | 75.5 | 101.8 |  | Combustion Turbine | No. 2 Fuel Oil |  | 0.948 |  | 0.0013612 | 704.364 | 0.00070436
R1433 | Long Island Power Authority | Wading River 3 | K | 23601 | Shoreham | Suffolk | NY | 1989-08-01 | 79.5 | 81.3 | 106.2 | 77.8 | 100.5 |  | Combustion Turbine | No. 2 Fuel Oil |  | 3.4528 |  | 0.0049579 | 2565.4378 | 0.0025654
R1434 | Long Island Power Authority | West Babylon 4 | K | 23714 | West Babylon | Suffolk | NY | 1971-08-01 | 52.4 | 49 | 64 | 50 | 66.9 |  | Combustion Turbine | No. 2 Fuel Oil |  | 0.732 |  | 0.0015947 | 543.876 | 0.00054388
R1435 | Long Island Power Authority | Yaphank (LF) | K | 5012 | Yaphank | Suffolk | NY | 1983-09-01 | 1.6 | 1.5 | 1.5 | 0 | 0 |  | Internal Combustion | Bio Gas
R1436 | Lyonsdale Biomass, LLC | Lyonsdale | E | 23803 | Lyonsdale | Lewis | NY | 1992-08-01 | 21.1 | 20.2 | 20.2 | 19.3 | 20.3 |  | Steam Turbine (Fossil) | Wood |  | 97.692 |  | 0.52853 | 2637.684 | 0.0026377
R1437 | Madison Windpower, LLC | Madison Wind Power | E | 24146 | Madison | Madison | NY | 2000-09-01 | 11.55 | 11.5 | 11.5 | 11.6 | 11.6 |  | Wind Turbine | Wind |  | 20.7986 |  | 0.20556 | 187.1872 | 0.00018719
R1438 | Marble River LLC | Marble River Wind | D | 323696 | Ellenburg | Clinton | NY | 2012-07-01 | 215.2 | 215.2 | 215.2 | 215.2 | 215.2 |  | Wind Turbine | Wind |  | 542.1673 |  | 0.2876 | 4879.5055 | 0.0048795
R1439 | Marsh Hill Energy LLC | Marsh Hill Wind Farm | C | 323713 | Jasper | Steuben | NY | 2014-12-01 | 16.2 | 0 | 0 | 0 | 0 |  | Wind Turbine | Wind |  | 48.8139 |  | 0.34397 | 439.3254 | 0.00043933
R1440 | Model City Energy LLC | Model City Energy | A | 24167 | Lewiston | Niagara | NY | 2001-06-01 | 5.6 | 5.6 | 5.6 | 5.6 | 5.6 |  | Internal Combustion | Bio Gas |  | 39.5608 |  | 0.80644 | 435.1684 | 0.00043517
R1441 | Modern Innovative Energy, LLC | Modern LF | A | 323580 | Lewiston | Niagara | NY | 2006-02-01 | 6.4 | 6.4 | 6.4 | 6.4 | 6.4 |  | Internal Combustion | Bio Gas |  | 21.4321 |  | 0.38228 | 235.7534 | 0.00023575
R1442 | New Athens Generating Company, LLC | Athens 1 | F | 23668 | Athens | Greene | NY | 2004-05-01 | 441 | 316.6 | 399.9 | 333.5 | 401.8 | YES | Combined Cycle | Natural Gas | No. 2 Fuel Oil | 1697.8407 |  | 0.4395 | 752143.439 | 0.75214
R1443 | New Athens Generating Company, LLC | Athens 2 | F | 23670 | Athens | Greene | NY | 2004-05-01 | 441 | 315.6 | 398.6 | 329.5 | 406.9 | YES | Combined Cycle | Natural Gas | No. 2 Fuel Oil | 1045.5593 |  | 0.27065 | 463182.7655 | 0.46318
R1444 | New Athens Generating Company, LLC | Athens 3 | F | 23677 | Athens | Greene | NY | 2004-05-01 | 441 | 312.8 | 395.1 | 331.1 | 394.1 | YES | Combined Cycle | Natural Gas | No. 2 Fuel Oil | 1147.4236 |  | 0.29702 | 508308.6371 | 0.50831
R1445 | New York Power Authority | Ashokan 1 | G | 23654 | Ashokan | Ulster | NY | 1982-11-01 | 2.3 | 1.8 | 1.8 | 2.3 | 2.3 |  | Conventional Hydro | Water |  | 4.8912 |  | 0.24276 | 48.9116 | 4.8912e-05
R1446 | New York Power Authority | Ashokan 2 | G | 23654 | Ashokan | Ulster | NY | 1982-11-01 | 2.3 | 1.8 | 1.8 | 2.3 | 2.3 |  | Conventional Hydro | Water |  | 8.2521 |  | 0.40957 | 82.5207 | 8.2521e-05
R1447 | New York Power Authority | Astoria CC 1 | J | 323568 | Queens | Queens | NY | 2006-01-01 | 288 | 246.2 | 270.2 | 234.2 | 260 | YES | Combined Cycle | Natural Gas | No. 2 Fuel Oil | 2242.2893 | ( G ) | 0.88878 | 993334.1599 | 0.99333
R1448 | New York Power Authority | Astoria CC 2 | J | 323569 | Queens | Queens | NY | 2006-01-01 | 288 | 246.2 | 270.2 | 234.2 | 260 | YES | Combined Cycle | Natural Gas | No. 2 Fuel Oil
R1449 | New York Power Authority | Blenheim - Gilboa 1 | F | 23756 | Gilboa NY | Schoharie | NY | 1973-07-01 | 290 | 290.7 | 290.7 | 292.4 | 292.4 |  | Pumped Storage Hydro | Water |  | 82.094 |  | 0.032315 | 820.94 | 0.00082094
R1450 | New York Power Authority | Blenheim - Gilboa 2 | F | 23757 | Gilboa NY | Schoharie | NY | 1973-07-01 | 290 | 291.2 | 291.2 | 291.8 | 292 |  | Pumped Storage Hydro | Water |  | 174.191 |  | 0.068568 | 1741.91 | 0.0017419
R1451 | New York Power Authority | Blenheim - Gilboa 3 | F | 23758 | Gilboa NY | Schoharie | NY | 1973-07-01 | 290 | 291.7 | 291.7 | 291.8 | 292.5 |  | Pumped Storage Hydro | Water |  | 22.91 |  | 0.0090183 | 229.1 | 0.0002291
R1452 | New York Power Authority | Blenheim - Gilboa 4 | F | 23759 | Gilboa NY | Schoharie | NY | 1973-07-01 | 290 | 291.5 | 291.5 | 292.6 | 293 |  | Pumped Storage Hydro | Water |  | 72.235 |  | 0.028434 | 722.35 | 0.00072235
R1453 | New York Power Authority | Brentwood | K | 24164 | Brentwood | Suffolk | NY | 2001-08-01 | 47 | 47.1 | 47.1 | 45.5 | 46.4 |  | Combustion Turbine | Natural Gas |  | 50.2106 |  | 0.12195 | 22243.2869 | 0.022243
R1454 | New York Power Authority | Crescent 1 | F | 24018 | Crescent | Albany | NY | 1991-07-01 | 2.8 | 3.2 | 3.2 | 2.8 | 2.8 |  | Conventional Hydro | Water |  | 14.0905 |  | 0.57446 | 140.9047 | 0.0001409
R1455 | New York Power Authority | Crescent 2 | F | 24018 | Crescent | Albany | NY | 1991-07-01 | 2.8 | 3.2 | 3.2 | 2.8 | 2.8 |  | Conventional Hydro | Water |  | 16.9171 |  | 0.68971 | 169.171 | 0.00016917
R1456 | New York Power Authority | Crescent 3 | F | 24018 | Crescent | Albany | NY | 1991-07-01 | 3 | 3.2 | 3.2 | 3 | 3 |  | Conventional Hydro | Water |  | 16.9937 |  | 0.64664 | 169.9373 | 0.00016994
R1457 | New York Power Authority | Crescent 4 | F | 24018 | Crescent | Albany | NY | 1991-07-01 | 3 | 3.2 | 3.2 | 3 | 3 |  | Conventional Hydro | Water |  | 18.4508 |  | 0.70209 | 184.5082 | 0.00018451
R1458 | New York Power Authority | Flynn | K | 23794 | Holtsville | Suffolk | NY | 1994-05-01 | 170 | 135.5 | 168.4 | 137.7 | 162.7 | YES | Combined Cycle | Natural Gas | No. 2 Fuel Oil | 969.2605 |  | 0.65086 | 429382.4059 | 0.42938
R1459 | New York Power Authority | Gowanus 5 | J | 24156 | Brooklyn | Kings | NY | 2001-08-01 | 47 | 45.4 | 45.4 | 40 | 40 |  | Combustion Turbine | Natural Gas |  | 52.1734 |  | 0.12672 | 23112.8029 | 0.023113
R1460 | New York Power Authority | Gowanus 6 | J | 24157 | Brooklyn | Kings | NY | 2001-08-01 | 47 | 46.1 | 46.1 | 39.9 | 39.9 |  | Combustion Turbine | Natural Gas |  | 37.5961 |  | 0.091315 | 16655.0546 | 0.016655
R1461 | New York Power Authority | Grahamsville | G | 23607 | Grahamsville | Sullivan | NY | 1956-12-01 | 18 | 16.3 | 16.3 | 18 | 18 |  | Conventional Hydro | Water |  | 87.3646 |  | 0.55406 | 873.646 | 0.00087365
R1462 | New York Power Authority | Greenport IC 4 | K | 1652 | Greenport | Suffolk | NY | 1957-06-06 | 1.2 | 1.7 | 1.7 | 0.93529 | 1.1 |  | Internal Combustion | No. 2 Fuel Oil |  | 0.002 |  | 0.00019026 | 1.486 | 1.486e-06
R1463 | New York Power Authority | Greenport IC 5 | K | 1652 | Greenport | Suffolk | NY | 1965-07-08 | 1.8 | 1.7 | 1.7 | 1.4029 | 1.6 |  | Internal Combustion | No. 2 Fuel Oil |  | 0.002 |  | 0.00012684 | 1.486 | 1.486e-06
R1464 | New York Power Authority | Greenport IC 6 | K | 1652 | Greenport | Suffolk | NY | 1971-09-17 | 3.8 | 2.7 | 2.7 | 2.9618 | 2.6 |  | Internal Combustion | No. 2 Fuel Oil |  | 0.006 |  | 0.00018025 | 4.458 | 4.458e-06
R1465 | New York Power Authority | Harlem River 1 | J | 24160 | Bronx | Bronx | NY | 2001-08-01 | 47 | 46 | 46 | 39.9 | 39.9 |  | Combustion Turbine | Natural Gas |  | 12.6991 |  | 0.030844 | 5625.6924 | 0.0056257
R1466 | New York Power Authority | Harlem River 2 | J | 24161 | Bronx | Bronx | NY | 2001-08-01 | 47 | 45.2 | 45.2 | 40 | 40 |  | Combustion Turbine | Natural Gas |  | 10.8669 |  | 0.026394 | 4814.0456 | 0.004814
R1467 | New York Power Authority | Hellgate 1 | J | 24158 | Bronx | Bronx | NY | 2001-08-01 | 47 | 45 | 45 | 39.9 | 39.9 |  | Combustion Turbine | Natural Gas |  | 16.1558 |  | 0.03924 | 7157.0105 | 0.007157
R1468 | New York Power Authority | Hellgate 2 | J | 24159 | Bronx | Bronx | NY | 2001-08-01 | 47 | 45 | 45 | 40 | 40 |  | Combustion Turbine | Natural Gas |  | 12.6929 |  | 0.030829 | 5622.9724 | 0.005623
R1469 | New York Power Authority | Jarvis 1 | E | 23743 | Hinckley | Oneida | NY | 1991-07-01 | 4.5 | 4.5 | 4.5 | 4.5 | 4.5 |  | Conventional Hydro | Water |  | 16.4946 |  | 0.41843 | 164.9462 | 0.00016495
R1470 | New York Power Authority | Jarvis 2 | E | 23743 | Hinckley | Oneida | NY | 1991-07-01 | 4.5 | 4.5 | 4.5 | 4.5 | 4.5 |  | Conventional Hydro | Water |  | 20.5667 |  | 0.52173 | 205.6671 | 0.00020567
R1471 | New York Power Authority | Kent | J | 24152 | Brooklyn | Kings | NY | 2001-08-01 | 47 | 46.9 | 46.9 | 46 | 46.6 |  | Combustion Turbine | Natural Gas |  | 39.0202 |  | 0.094774 | 17285.9575 | 0.017286
R1472 | New York Power Authority | Lewiston PS (Fleet) | A | 23760 | Niagara Falls | Niagara | NY | 1961-01-01 | 240 | 240 | 240 | 240 | 240 |  | Pumped Storage Hydro | Water |  | 443.854 |  | 0.21112 | 4438.54 | 0.0044385
R1473 | New York Power Authority | Moses Niagara (Fleet) | A | 23760 | Niagara Falls | Niagara | NY | 1961-01-01 | 2860 | 2460 | 2460 | 2435 | 2435 |  | Conventional Hydro | Water |  | 15785.728 |  | 0.63008 | 157857.28 | 0.15786
R1474 | New York Power Authority | Neversink | G | 23608 | Grahamsville | Sullivan | NY | 1953-12-01 | 25 | 22 | 22 | 25 | 25 |  | Conventional Hydro | Water |  | 27.4139 |  | 0.12518 | 274.139 | 0.00027414
R1475 | New York Power Authority | Pouch | J | 24155 | Staten Island | Richmond | NY | 2001-08-01 | 47 | 47.1 | 47.1 | 45.4 | 46 |  | Combustion Turbine | Natural Gas |  | 45.923 |  | 0.11154 | 20343.8801 | 0.020344
R1476 | New York Power Authority | St Lawrence - FDR (Fleet) | D | 23600 | Massena | St Lawrence | NY | 1958-07-01 | 1088 | 856 | 856 | 856 | 827 |  | Conventional Hydro | Water |  | 7651.485 |  | 0.80281 | 76514.85 | 0.076515
R1477 | New York Power Authority | Vernon Blvd 2 | J | 24162 | Queens | Queens | NY | 2001-08-01 | 47 | 46.2 | 46.2 | 40 | 40 |  | Combustion Turbine | Natural Gas |  | 30.0226 |  | 0.07292 | 13300.0207 | 0.0133
R1478 | New York Power Authority | Vernon Blvd 3 | J | 24163 | Queens | Queens | NY | 2001-08-01 | 47 | 43.8 | 43.8 | 39.9 | 39.9 |  | Combustion Turbine | Natural Gas |  | 21.4235 |  | 0.052034 | 9490.6282 | 0.0094906
R1479 | New York Power Authority | Vischer Ferry 1 | F | 24020 | Vischer Ferry | Saratoga | NY | 1991-07-01 | 2.8 | 3.2 | 3.2 | 2.8 | 2.9 |  | Conventional Hydro | Water |  | 6.4367 |  | 0.26242 | 64.3671 | 6.4367e-05
R1480 | New York Power Authority | Vischer Ferry 2 | F | 24020 | Vischer Ferry | Saratoga | NY | 1991-07-01 | 2.8 | 3.2 | 3.2 | 2.8 | 2.9 |  | Conventional Hydro | Water |  | 11.9365 |  | 0.48665 | 119.3653 | 0.00011937
R1481 | New York Power Authority | Vischer Ferry 3 | F | 24020 | Vischer Ferry | Saratoga | NY | 1991-07-01 | 3 | 3.2 | 3.2 | 3 | 2.9 |  | Conventional Hydro | Water |  | 14.704 |  | 0.55951 | 147.0401 | 0.00014704
R1482 | New York Power Authority | Vischer Ferry 4 | F | 24020 | Vischer Ferry | Saratoga | NY | 1991-07-01 | 3 | 3.2 | 3.2 | 3 | 2.9 |  | Conventional Hydro | Water |  | 16.6869 |  | 0.63497 | 166.869 | 0.00016687
R1483 | New York State Elec. & Gas Corp. | AA Dairy | C | 5013 | Ithaca | Tompkins | NY | 1998-06-01 | 0.1 | 0 | 0 | 0 | 0 |  | Internal Combustion | Bio Gas
R1484 | New York State Elec. & Gas Corp. | Alice Falls 1 | D | 23915 | Ausable | Clinton | NY | 1991-11-01 | 1.5 | 1.6 | 1.6 | 0 | 0 |  | Conventional Hydro | Water
R1485 | New York State Elec. & Gas Corp. | Alice Falls 2 | D | 23915 | Ausable | Clinton | NY | 1991-11-01 | 0.6 | 0.6 | 0.6 | 0 | 0 |  | Conventional Hydro | Water
R1486 | New York State Elec. & Gas Corp. | Allegheny 8 | C | 23528 | Kittanning PA | Armstrong | PA | 1990-10-01 | 16 | 14.7 | 14.7 | 16 | 16 |  | Conventional Hydro | Water |  | 93.694 |  | 0.66848 | 936.94 | 0.00093694
R1487 | New York State Elec. & Gas Corp. | Allegheny 9 | C | 23528 | Kittanning PA | Armstrong | PA | 1990-10-01 | 22 | 20.2 | 20.2 | 22 | 22 |  | Conventional Hydro | Water |  | 99.0122 |  | 0.51376 | 990.122 | 0.00099012
R1488 | New York State Elec. & Gas Corp. | Auburn - Mill St. | C | 5014 | Auburn | Cayuga | NY | 1981-10-01 | 0.4 | 0 | 0 | 0 | 0 |  | Conventional Hydro | Water
R1489 | New York State Elec. & Gas Corp. | Auburn - No. Div.St | C | 5015 | Auburn | Cayuga | NY | 1992-12-01 | 0.8 | 0 | 0 | 0 | 0 |  | Conventional Hydro | Water
R1490 | New York State Elec. & Gas Corp. | Auburn - State St. | C | 24147 | Auburn | Cayuga | NY | 1995-01-01 | 7.4 | 5.8 | 8.2 | 3.7 | 7.3 |  | Combustion Turbine | Natural Gas |  | 0.101 |  | 0.0015581 | 44.743 | 4.4743e-05
R1491 | New York State Elec. & Gas Corp. | Broome LFGE | C | 323600 | Binghamton | Broome | NY | 2007-09-01 | 2.4 | 2.1 | 2.1 | 2.1 | 2.1 |  | Internal Combustion | Bio Gas |  | 9.5865 |  | 0.45598 | 105.4515 | 0.00010545
R1492 | New York State Elec. & Gas Corp. | Chasm Falls Hydro | D | 5016 | Chateaugay | Franklin | NY | 1982-03-01 | 1.6 | 0 | 0 | 0 | 0 |  | Conventional Hydro | Water
R1493 | New York State Elec. & Gas Corp. | Croton Falls Hydro | I | 5017 | North Salem | Westchester | NY | 1987-01-01 | 0.2 | 0 | 0 | 0 | 0 |  | Conventional Hydro | Water
R1494 | New York State Elec. & Gas Corp. | Harris Lake | D | 5018 | Newcomb | Essex | NY | 1967-08-01 | 1.7 | 0 | 0 | 0 | 0 |  | Internal Combustion | No. 2 Fuel Oil
R1495 | New York State Elec. & Gas Corp. | Montville Falls | C | 5019 | Moravia | Cayuga | NY | 1992-08-01 | 0.2 | 0 | 0 | 0 | 0 |  | Conventional Hydro | Water
R1496 | New York State Elec. & Gas Corp. | Waterloo 2 | C | 5020 | Waterloo | Seneca | NY | 1998-06-01 | 0.534 | 0 | 0 | 0 | 0 |  | Conventional Hydro | Water
R1497 | New York State Elec. & Gas Corp. | Waterloo 3 | C | 5021 | Waterloo | Seneca | NY | 1998-06-01 | 0.533 | 0 | 0 | 0 | 0 |  | Conventional Hydro | Water
R1498 | New York State Elec. & Gas Corp. | Waterloo 4 | C | 5022 | Waterloo | Seneca | NY | 1998-06-01 | 0.533 | 0 | 0 | 0 | 0 |  | Conventional Hydro | Water
R1499 | New York State Elec. & Gas Corp. | Cadyville 1 | D | 23628 | Schuyler Falls | Clinton | NY | 1921-08-01 | 1.2 | 1 | 1 | 1.2 | 1.2 |  | Conventional Hydro | Water
R1500 | New York State Elec. & Gas Corp. | Cadyville 2 | D | 23628 | Schuyler Falls | Clinton | NY | 1921-08-01 | 1.2 | 1 | 1 | 1.2 | 1.2 |  | Conventional Hydro | Water |  | 6.642 |  | 0.63185 | 66.42 | 6.642e-05
R1501 | New York State Elec. & Gas Corp. | Cadyville 3 | D | 23628 | Schuyler Falls | Clinton | NY | 1986-09-01 | 3.1 | 2.7 | 2.7 | 3.1 | 3.1 |  | Conventional Hydro | Water |  | 21.531 |  | 0.79286 | 215.31 | 0.00021531
R1502 | New York State Elec. & Gas Corp. | High Falls 1 | D | 23628 | Saranac | Clinton | NY | 1948-08-01 | 4 | 4.3 | 4.3 | 4 | 4 |  | Conventional Hydro | Water |  | 27.415 |  | 0.78239 | 274.15 | 0.00027415
R1503 | New York State Elec. & Gas Corp. | High Falls 2 | D | 23628 | Saranac | Clinton | NY | 1949-08-01 | 4 | 4.3 | 4.3 | 4 | 4 |  | Conventional Hydro | Water |  | 20.647 |  | 0.58924 | 206.47 | 0.00020647
R1504 | New York State Elec. & Gas Corp. | High Falls 3 | D | 23628 | Saranac | Clinton | NY | 1956-08-01 | 7 | 8.2 | 8.2 | 7 | 7 |  | Conventional Hydro | Water |  | 10.607 |  | 0.17298 | 106.07 | 0.00010607
R1505 | New York State Elec. & Gas Corp. | Kent Falls 1 | D | 23628 | Schuyler Falls | Clinton | NY | 1928-08-01 | 3.6 | 3 | 3 | 3.6 | 3.6 |  | Conventional Hydro | Water |  | 4.22 |  | 0.13382 | 42.2 | 4.22e-05
R1506 | New York State Elec. & Gas Corp. | Kent Falls 2 | D | 23628 | Schuyler Falls | Clinton | NY | 1928-08-01 | 3.6 | 3 | 3 | 3.6 | 3.6 |  | Conventional Hydro | Water
R1507 | New York State Elec. & Gas Corp. | Kent Falls 3 | D | 23628 | Schuyler Falls | Clinton | NY | 1985-07-01 | 6.4 | 6 | 6 | 6.4 | 6.4 |  | Conventional Hydro | Water |  | 8.49 |  | 0.15143 | 84.9 | 8.49e-05
R1508 | New York State Elec. & Gas Corp. | Mill C 1 | D | 23628 | Plattsburgh | Clinton | NY | 1944-08-01 | 1 | 0.9 | 0.9 | 1 | 1 |  | Conventional Hydro | Water |  | 5.134 |  | 0.58607 | 51.34 | 5.134e-05
R1509 | New York State Elec. & Gas Corp. | Mill C 2 | D | 23628 | Plattsburgh | Clinton | NY | 1943-08-01 | 1.2 | 1.2 | 1.2 | 1.2 | 1.2 |  | Conventional Hydro | Water |  | 5.155 |  | 0.49039 | 51.55 | 5.155e-05
R1510 | New York State Elec. & Gas Corp. | Mill C 3 | D | 23628 | Plattsburgh | Clinton | NY | 1984-11-01 | 3.8 | 3.7 | 3.7 | 3.8 | 3.8 |  | Conventional Hydro | Water |  | 21.375 |  | 0.64212 | 213.75 | 0.00021375
R1511 | New York State Elec. & Gas Corp. | Rainbow Falls 1 | D | 23628 | Ausable | Clinton | NY | 1926-08-01 | 1.3 | 1.5 | 1.5 | 1.3 | 1.3 |  | Conventional Hydro | Water
R1512 | New York State Elec. & Gas Corp. | Rainbow Falls 2 | D | 23628 | Ausable | Clinton | NY | 1927-08-01 | 1.3 | 1.5 | 1.5 | 1.3 | 1.3 |  | Conventional Hydro | Water
R1513 | New York State Elec. & Gas Corp. | Mechanicville 1 | F | 23645 | Stillwater | Saratoga | NY | 1983-09-01 | 9.2 | 10 | 10 | 9.2 | 9.25 |  | Conventional Hydro | Water |  | 41.323 |  | 0.51274 | 413.23 | 0.00041323
R1514 | New York State Elec. & Gas Corp. | Mechanicville 2 | F | 23645 | Stillwater | Saratoga | NY | 1983-09-01 | 9.3 | 10 | 10 | 9.3 | 9.25 |  | Conventional Hydro | Water |  | 30.44 |  | 0.37364 | 304.4 | 0.0003044
R1515 | New York State Elec. & Gas Corp. | Lower Saranac 1 | D | 23913 | Schuyler Falls | Clinton | NY | 1990-10-01 | 3.2 | 3.5 | 3.5 | 0 | 0 |  | Conventional Hydro | Water
R1516 | New York State Elec. & Gas Corp. | Lower Saranac 2 | D | 23913 | Schuyler Falls | Clinton | NY | 1990-10-01 | 3.2 | 3.5 | 3.5 | 0 | 0 |  | Conventional Hydro | Water
R1517 | New York State Elec. & Gas Corp. | Lower Saranac 3 | D | 23913 | Schuyler Falls | Clinton | NY | 1990-10-01 | 0.3 | 2.9 | 2.9 | 0 | 0 |  | Conventional Hydro | Water
R1518 | Niagara Mohawk Power Corp. | Boralex - Hudson Falls | F | 24011 | Hudson Falls | Washington | NY | 1995-10-01 | 44 | 43.7 | 43.7 | 0 | 0 |  | Conventional Hydro | Water |  | 241.5959 |  | 0.62681 | 2415.9585 | 0.002416
R1519 | Niagara Mohawk Power Corp. | Boralex - South Glens Falls | F | 24028 | Moreau | Saratoga | NY | 1994-12-01 | 13.8 | 14.8 | 14.8 | 0 | 0 |  | Conventional Hydro | Water |  | 83.6536 |  | 0.69199 | 836.5363 | 0.00083654
R1520 | Niagara Mohawk Power Corp. | CHI-LaChute | F | 1654 | Ticonderoga | Essex | NY | 1987-12-01 | 9 | 8.9 | 8.9 | 0 | 0 |  | Conventional Hydro | Water |  | 30.9115 |  | 0.39208 | 309.1154 | 0.00030912
R1521 | Niagara Mohawk Power Corp. | Fortis - Dolgeville | E | 23807 | Dolgeville | Herkimer | NY | 1985-07-01 | 5 | 6.3 | 6.3 | 0 | 0 |  | Conventional Hydro | Water |  | 0.06252 |  | 0.0014274 | 0.6252 | 6.252e-07
R1522 | Niagara Mohawk Power Corp. | Fortis Energy - Philadelphia | E | 1656 | Philadelphia | Jefferson | NY | 1986-08-01 | 3.6 | 3.2 | 3.2 | 0 | 0 |  | Conventional Hydro | Water |  | 12.6298 |  | 0.40049 | 126.2981 | 0.0001263
R1523 | Niagara Mohawk Power Corp. | Fortis Energy - Moose River | E | 24016 | Lyonsdale | Lewis | NY | 1987-09-01 | 12.6 | 12 | 12 | 0 | 0 |  | Conventional Hydro | Water |  | 64.9209 |  | 0.58818 | 649.2088 | 0.00064921
R1524 | Niagara Mohawk Power Corp. | General Mills Inc | A | 23808 | Buffalo | Erie | NY | 1988-12-01 | 3.8 | 3.8 | 5 | 0 | 0 |  | Combustion Turbine | Natural Gas |  | 2.7904 |  | 0.083826 | 1236.1472 | 0.0012361
R1525 | Niagara Mohawk Power Corp. | International Paper - Curtis | F | 1655 | Corinth | Saratoga | NY | 1986-01-01 | 9.8 | 30.8 | 30.8 | 0 | 0 |  | Conventional Hydro | Water |  | 371.5436 | ( G ) |  | 3715.436 | 0.0037154
R1526 | Niagara Mohawk Power Corp. | International Paper - Palmer | F | 1655 | Corinth | Saratoga | NY | 1986-01-01 | 49.2 | 30.8 | 30.8 | 0 | 0 |  | Conventional Hydro | Water
R1527 | Niagara Mohawk Power Corp. | Little Falls Hydro | E | 24013 | Little Falls | Herkimer | NY | 1987-01-01 | 13 | 12.6 | 12.6 | 0 | 0 |  | Conventional Hydro | Water |  | 62.1143 |  | 0.54544 | 621.1432 | 0.00062114
R1528 | Niagara Mohawk Power Corp. | Onondaga County | C | 23987 | North Syracuse | Onondaga | NY | 1994-12-01 | 39.5 | 32.6 | 32.6 | 0 | 0 |  | Steam Turbine (Fossil) | Refuse |  | 221.7937 |  | 0.64099 | 5101.2562 | 0.0051013
R1529 | Niagara Mohawk Power Corp. | Pyrites Assoc. | E | 24023 | Canton | St Lawrence | NY | 1985-12-01 | 8.2 | 7.5 | 7.5 | 0 | 0 |  | Conventional Hydro | Water |  | 35.4352 |  | 0.49331 | 354.3516 | 0.00035435
R1530 | Niagara Mohawk Power Corp. | Adams Hydro | E | 23633 | Adams | Jefferson | NY | 1987-11-01 | 0.2 | 0 | 0 | 0 | 0 |  | Conventional Hydro | Water
R1531 | Niagara Mohawk Power Corp. | Algon.-Herkimer | E | 23633 | Herkimer | Herkimer | NY | 1987-12-01 | 1.6 | 0 | 0 | 0 | 0 |  | Conventional Hydro | Water
R1532 | Niagara Mohawk Power Corp. | Algon.-Otter Creek | E | 23633 | Greig | Lewis | NY | 1986-11-01 | 0.5 | 0 | 0 | 0 | 0 |  | Conventional Hydro | Water |  | 0.865 |  | 0.19749 | 8.65 | 8.65e-06
R1533 | Niagara Mohawk Power Corp. | Allied Frozen Storage | A | 23774 | Cheektowaga | Erie | NY | 2008-05-01 | 0.1 | 0 | 0 | 0 | 0 |  | Internal Combustion | Natural Gas |  | 0.014 |  | 0.015982 | 6.202 | 6.202e-06
R1534 | Niagara Mohawk Power Corp. | Azure Mountain | D | 24055 | St. Regis Falls | Franklin | NY | 1993-08-01 | 0.6 | 0 | 0 | 0 | 0 |  | Conventional Hydro | Water |  | 2.804 |  | 0.53349 | 28.04 | 2.804e-05
R1535 | Niagara Mohawk Power Corp. | Beaver Falls #1 | E | 23633 | Beaver Falls | Lewis | NY | 1986-01-01 | 1.5 | 0 | 0 | 0 | 0 |  | Conventional Hydro | Water |  | 10.577 |  | 0.80495 | 105.77 | 0.00010577
R1536 | Niagara Mohawk Power Corp. | Beaver Falls #2 | E | 23633 | Beaver Falls | Lewis | NY | 1986-01-01 | 1 | 0 | 0 | 0 | 0 |  | Conventional Hydro | Water |  | 5.912 |  | 0.67489 | 59.12 | 5.912e-05
R1537 | Niagara Mohawk Power Corp. | Bellows Towers | D | 24055 | Malone | Franklin | NY | 1987-06-01 | 0.2 | 0 | 0 | 0 | 0 |  | Conventional Hydro | Water
R1538 | Niagara Mohawk Power Corp. | Black River Hyd#1 - Rock Isl. | E | 23633 | Port Leyden | Lewis | NY | 1984-07-01 | 1.9 | 0 | 0 | 0 | 0 |  | Conventional Hydro | Water |  | 5.035 |  | 0.30251 | 50.35 | 5.035e-05
R1539 | Niagara Mohawk Power Corp. | Black River Hyd#2 - Denley | E | 23633 | Port Leyden | Lewis | NY | 1985-12-01 | 1.6 | 0 | 0 | 0 | 0 |  | Conventional Hydro | Water |  | 2.328 |  | 0.1661 | 23.28 | 2.328e-05
R1540 | Niagara Mohawk Power Corp. | Black River Hyd#3 - Pt. Leyden | E | 23633 | Port Leyden | Lewis | NY | 1984-07-01 | 2.2 | 0 | 0 | 0 | 0 |  | Conventional Hydro | Water |  | 17.273 |  | 0.89627 | 172.73 | 0.00017273
R1541 | Niagara Mohawk Power Corp. | Boralex - Middle Falls | F | 23643 | Easton | Washington | NY | 1989-12-01 | 2.2 | 0 | 0 | 0 | 0 |  | Conventional Hydro | Water |  | 10.727 |  | 0.55661 | 107.27 | 0.00010727
R1542 | Niagara Mohawk Power Corp. | Burrstone EC, LLC LU | E | 23633 | Utica | Oneida | NY | 2009-11-01 | 1.1 | 0 | 0 | 0 | 0 |  | Internal Combustion | Natural Gas |  | 1.045 |  | 0.10845 | 462.935 | 0.00046293
R1543 | Niagara Mohawk Power Corp. | Burrstone EC, LLC U | E | 23633 | Utica | Oneida | NY | 2009-11-01 | 2.2 | 0 | 0 | 0 | 0 |  | Internal Combustion | Natural Gas |  | 0.217 |  | 0.01126 | 96.131 | 9.6131e-05
R1544 | Niagara Mohawk Power Corp. | Burt Dam Hydro | A | 23774 | Burt | Niagara | NY | 1987-12-01 | 0.6 | 0 | 0 | 0 | 0 |  | Conventional Hydro | Water |  | 1.844 |  | 0.35084 | 18.44 | 1.844e-05
R1545 | Niagara Mohawk Power Corp. | C.H.I. (Dexter) Hydro | E | 23633 | Dexter | Jefferson | NY | 1988-01-01 | 4.2 | 0 | 0 | 0 | 0 |  | Conventional Hydro | Water |  | 22.174 |  | 0.60269 | 221.74 | 0.00022174
R1546 | Niagara Mohawk Power Corp. | C.H.I. (Diamond Is) | E | 23633 | Watertown | Jefferson | NY | 1986-01-01 | 1.2 | 0 | 0 | 0 | 0 |  | Conventional Hydro | Water |  | 7.05 |  | 0.67066 | 70.5 | 7.05e-05
R1547 | Niagara Mohawk Power Corp. | C.H.I. (Fowler) | E | 23633 | Fowler | Lewis | NY | 1986-01-01 | 0.6 | 0 | 0 | 0 | 0 |  | Conventional Hydro | Water |  | 4.931 |  | 0.93817 | 49.31 | 4.931e-05
R1548 | Niagara Mohawk Power Corp. | C.H.I. (Hailsboro #3) | E | 23633 | Hailsboro | St Lawrence | NY | 1986-01-01 | 0.75 | 0 | 0 | 0 | 0 |  | Conventional Hydro | Water |  | 4.805 |  | 0.73135 | 48.05 | 4.805e-05
R1549 | Niagara Mohawk Power Corp. | C.H.I. (Hailsboro #4) | E | 23633 | Hailsboro | St Lawrence | NY | 1986-01-01 | 1.4 | 0 | 0 | 0 | 0 |  | Conventional Hydro | Water |  | 13.198 |  |  | 131.98 | 0.00013198
R1550 | Niagara Mohawk Power Corp. | C.H.I. (Hailsboro #6) | E | 23633 | Hailsboro | St Lawrence | NY | 1986-01-01 | 0.8 | 0 | 0 | 0 | 0 |  | Conventional Hydro | Water |  | 5.54 |  | 0.79053 | 55.4 | 5.54e-05
R1551 | Niagara Mohawk Power Corp. | C.H.I. (Theresa) | E | 23633 | Theresa | St Lawrence | NY | 1986-01-01 | 1.3 | 0 | 0 | 0 | 0 |  | Conventional Hydro | Water |  | 8.778 |  | 0.77081 | 87.78 | 8.778e-05
R1552 | Niagara Mohawk Power Corp. | Cal Ban Power | A | 23774 | Allegany | Allegany | NY | 1995-06-01 | 0.1 | 0 | 0 | 0 | 0 |  | Internal Combustion | Natural Gas
R1553 | Niagara Mohawk Power Corp. | Cellu-Tissue Corp - Nat. Dam | E | 23633 | Gouverneur | St Lawrence | NY | 1986-01-01 | 1 | 0 | 0 | 0 | 0 |  | Conventional Hydro | Water |  | 0.001 |  | 0.00011416 | 0.01 | 1e-08
R1554 | Niagara Mohawk Power Corp. | Champlain Spinner | F | 23643 | Whitehall | Essex | NY | 1992-07-01 | 0.4 | 0 | 0 | 0 | 0 |  | Conventional Hydro | Water |  | 1.394 |  | 0.39783 | 13.94 | 1.394e-05
R1555 | Niagara Mohawk Power Corp. | Chittenden Falls | F | 23643 | Stuyvesant | Columbia | NY | 1995-12-01 | 0.6 | 0 | 0 | 0 | 0 |  | Conventional Hydro | Water
R1556 | Niagara Mohawk Power Corp. | Christine Falls Hydro | F | 23643 | Wells | Hamilton | NY | 1987-12-01 | 0.85 | 0 | 0 | 0 | 0 |  | Conventional Hydro | Water |  | 3.292 |  | 0.44212 | 32.92 | 3.292e-05
R1557 | Niagara Mohawk Power Corp. | City of Oswego (High Dam) | C | 23634 | Oswego | Oswego | NY | 1994-02-01 | 11.9 | 0 | 0 | 0 | 0 |  | Conventional Hydro | Water |  | 50.59 |  | 0.4853 | 505.9 | 0.0005059
R1558 | Niagara Mohawk Power Corp. | City of Utica - Sand Road | E | 23633 | Utica | Oneida | NY | 1993-05-01 | 0.2 | 0 | 0 | 0 | 0 |  | Conventional Hydro | Water |  | 1.247 |  | 0.71176 | 12.47 | 1.247e-05
R1559 | Niagara Mohawk Power Corp. | City of Utica -Trenton Falls | E | 23633 | Utica | Oneida | NY | 1993-02-01 | 0.2 | 0 | 0 | 0 | 0 |  | Conventional Hydro | Water |  | 0.676 |  | 0.38584 | 6.76 | 6.76e-06
R1560 | Niagara Mohawk Power Corp. | City of Watertown | E | 23633 | Watertown | Jefferson | NY | 1986-01-01 | 8.1 | 0 | 0 | 0 | 0 |  | Conventional Hydro | Water |  | 18.847 |  | 0.26562 | 188.47 | 0.00018847
R1561 | Niagara Mohawk Power Corp. | City of Watervliet Hydro | F | 23643 | Guilderland | Albany | NY | 1986-01-01 | 1.5 | 0 | 0 | 0 | 0 |  | Conventional Hydro | Water |  | 3.016 |  | 0.22953 | 30.16 | 3.016e-05
R1562 | Niagara Mohawk Power Corp. | Cons. HY-Victory | F | 23643 | Victory Falls | Saratoga | NY | 1986-12-01 | 1.7 | 0 | 0 | 0 | 0 |  | Conventional Hydro | Water |  | 6.932 |  | 0.46548 | 69.32 | 6.932e-05
R1563 | Niagara Mohawk Power Corp. | Copenhagen Assoc. | E | 23633 | Copenhagen | Lewis | NY | 1986-01-01 | 3.3 | 0 | 0 | 0 | 0 |  | Conventional Hydro | Water |  | 11.385 |  | 0.39384 | 113.85 | 0.00011385
R1564 | Niagara Mohawk Power Corp. | Cottrell Paper | F | 23643 | Rock City Falls | Saratoga | NY | 1987-01-01 | 0.3 | 0 | 0 | 0 | 0 |  | Conventional Hydro | Water |  | 0.027 |  | 0.010274 | 0.27 | 2.7e-07
R1565 | Niagara Mohawk Power Corp. | Cranberry Lake | E | 23633 | Cranberry Lake | Lewis | NY | 1987-12-01 | 0.5 | 0 | 0 | 0 | 0 |  | Conventional Hydro | Water |  | 2.054 |  | 0.46895 | 20.54 | 2.054e-05
R1566 | Niagara Mohawk Power Corp. | Edison Hydro Electric | F | 23643 | Stottville | Columbia | NY | 2009-11-01 | 0.3 | 0 | 0 | 0 | 0 |  | Conventional Hydro | Water |  | 1.029 |  | 0.39155 | 10.29 | 1.029e-05
R1567 | Niagara Mohawk Power Corp. | Empire Hydro Partners | E | 23633 | Port Leyden | Lewis | NY | 1984-11-01 | 1 | 0 | 0 | 0 | 0 |  | Conventional Hydro | Water |  | 4.706 |  | 0.53721 | 47.06 | 4.706e-05
R1568 | Niagara Mohawk Power Corp. | Finch Paper LLC - Glens Falls | F | 23643 | Glens Falls | Warren | NY | 2009-11-01 | 11.8 | 0 | 0 | 0 | 0 |  | Conventional Hydro | Water |  | 0.33 |  | 0.0031925 | 3.3 | 3.3e-06
R1569 | Niagara Mohawk Power Corp. | Finch Pruyn | F | 23643 | Glens Falls | Warren | NY | 1989-12-01 | 29 | 0 | 0 | 0 | 0 |  | Conventional Hydro | Water
R1570 | Niagara Mohawk Power Corp. | Forestport Hydro | E | 23633 | Forestport | Oneida | NY | 1987-12-01 | 3.4 | 0 | 0 | 0 | 0 |  | Conventional Hydro | Water |  | 12.689 |  | 0.42603 | 126.89 | 0.00012689
R1571 | Niagara Mohawk Power Corp. | Fort Miller Assoc | F | 23643 | Schuylerville | Saratoga | NY | 1985-10-01 | 5 | 0 | 0 | 0 | 0 |  | Conventional Hydro | Water |  | 27.351 |  | 0.62445 | 273.51 | 0.00027351
R1572 | Niagara Mohawk Power Corp. | Fortis Energy - Diana | E | 23633 | Diana | Lewis | NY | 1985-07-01 | 1.8 | 0 | 0 | 0 | 0 |  | Conventional Hydro | Water |  | 7.71 |  | 0.48896 | 77.1 | 7.71e-05
R1573 | Niagara Mohawk Power Corp. | Franklin Hydro | D | 24055 | Franklin Falls | Franklin | NY | 1995-03-01 | 0.3 | 0 | 0 | 0 | 0 |  | Conventional Hydro | Water
R1574 | Niagara Mohawk Power Corp. | Gloversville Johnstown WWT | F | 23643 | Gloversville | Fulton | NY | 2010-01-01 | 0.7 | 0 | 0 | 0 | 0 |  | Internal Combustion | Bio Gas |  | 1.364 |  | 0.22244 | 15.004 | 1.5004e-05
R1575 | Niagara Mohawk Power Corp. | Green Island Power Authority | F | 23643 | Green Island | Albany | NY | 1971-01-01 | 6 | 0 | 0 | 0 | 0 |  | Conventional Hydro | Water |  | 41.138 |  | 0.78269 | 411.38 | 0.00041138
R1576 | Niagara Mohawk Power Corp. | Hewittville Hydro | E | 23633 | Potsdam | St Lawrence | NY | 1984-07-01 | 3 | 0 | 0 | 0 | 0 |  | Conventional Hydro | Water |  | 15.961 |  | 0.60734 | 159.61 | 0.00015961
R1577 | Niagara Mohawk Power Corp. | Hollings&Vose-Center | F | 23643 | Easton | Washington | NY | 1986-01-01 | 0.4 | 0 | 0 | 0 | 0 |  | Conventional Hydro | Water |  | 0.616 |  | 0.1758 | 6.16 | 6.16e-06
R1578 | Niagara Mohawk Power Corp. | Hollings&Vose-Lower | F | 23643 | Easton | Washington | NY | 1986-01-01 | 0.4 | 0 | 0 | 0 | 0 |  | Conventional Hydro | Water
R1579 | Niagara Mohawk Power Corp. | Hollings&Vose-Upper | F | 23643 | Easton | Washington | NY | 1986-01-01 | 0.4 | 0 | 0 | 0 | 0 |  | Conventional Hydro | Water
R1580 | Niagara Mohawk Power Corp. | Hollow Dam Power | E | 23633 | Saint Lawrence | St Lawrence | NY | 1987-12-01 | 1 | 0 | 0 | 0 | 0 |  | Conventional Hydro | Water |  | 3.379 |  | 0.38573 | 33.79 | 3.379e-05
R1581 | Niagara Mohawk Power Corp. | Hoosick Falls | F | 23643 | Hoosick Falls | Rensselaer | NY | 1988-08-01 | 0.6 | 0 | 0 | 0 | 0 |  | Conventional Hydro | Water
R1582 | Niagara Mohawk Power Corp. | Hydrocarbon-Algny | A | 23774 | Allegany | Allegany | NY | 1992-12-01 | 0.2 | 0 | 0 | 0 | 0 |  | Internal Combustion | Natural Gas
R1583 | Niagara Mohawk Power Corp. | Indian Falls HY | E | 23633 | Theresa | Jefferson | NY | 1986-01-01 | 0.3 | 0 | 0 | 0 | 0 |  | Conventional Hydro | Water
R1584 | Niagara Mohawk Power Corp. | Kayuta Lake | E | 23633 | Kayuta | Oneida | NY | 1988-05-01 | 0.4 | 0 | 0 | 0 | 0 |  | Conventional Hydro | Water |  | 1.983 |  | 0.56592 | 19.83 | 1.983e-05
R1585 | Niagara Mohawk Power Corp. | Kings Falls | E | 23633 | Copenhagen | Lewis | NY | 1988-05-01 | 1.6 | 0 | 0 | 0 | 0 |  | Conventional Hydro | Water
R1586 | Niagara Mohawk Power Corp. | Laidlaw Energy | A | 23774 | Ellicottville | Cattaraugus | NY | 1991-07-01 | 3.4 | 0 | 0 | 0 | 0 |  | Combustion Turbine | Natural Gas
R1587 | Niagara Mohawk Power Corp. | Laidlaw Energy | A | 23774 | Ellicottville | Cattaraugus | NY | 1991-07-01 | 2.4 | 0 | 0 | 0 | 0 |  | Steam Turbine (Fossil) | Natural Gas
R1588 | Niagara Mohawk Power Corp. | Long Falls Hydro | E | 23633 | Carthage | Jefferson | NY | 1991-06-01 | 3.3 | 0 | 0 | 0 | 0 |  | Conventional Hydro | Water |  | 13.487 |  | 0.46655 | 134.87 | 0.00013487
R1589 | Niagara Mohawk Power Corp. | Lyonsdale Assoc. (Burrows) | E | 23633 | Lyons Falls | Lewis | NY | 1984-07-01 | 3 | 0 | 0 | 0 | 0 |  | Conventional Hydro | Water |  | 13.379 |  | 0.50909 | 133.79 | 0.00013379
R1590 | Niagara Mohawk Power Corp. | Mechanicville | F | 23643 | Halfmoon | Saratoga | NY | 2005-03-01 | 3.8 | 0 | 0 | 0 | 0 |  | Conventional Hydro | Water |  | 22.779 |  | 0.6843 | 227.79 | 0.00022779
R1591 | Niagara Mohawk Power Corp. | Mount Ida Hydro | F | 23643 | Troy | Rensselaer | NY | 1986-01-01 | 3 | 0 | 0 | 0 | 0 |  | Conventional Hydro | Water |  | 8.743 |  | 0.33269 | 87.43 | 8.743e-05
R1592 | Niagara Mohawk Power Corp. | Mountainaire Massage Spa | F | 23643 | Wevertown | Warren | NY | 2009-11-01 |  | 0 | 0 | 0 | 0 |  | Conventional Hydro | Water
R1593 | Niagara Mohawk Power Corp. | Newport Hydro Assoc. | E | 23633 | Newport | Herkimer | NY | 1987-12-01 | 1.7 | 0 | 0 | 0 | 0 |  | Conventional Hydro | Water |  | 8.123 |  | 0.54546 | 81.23 | 8.123e-05
R1594 | Niagara Mohawk Power Corp. | Northbrook Carthage | E | 23633 | Carthage | Jefferson | NY | 1986-01-01 | 4.4 | 0 | 0 | 0 | 0 |  | Conventional Hydro | Water |  | 25.641 |  | 0.66524 | 256.41 | 0.00025641
R1595 | Niagara Mohawk Power Corp. | Nottingham High School | C | 23634 | Syracuse | Onondaga | NY | 1988-06-01 | 0.2 | 0 | 0 | 0 | 0 |  | Cogeneration | Natural Gas
R1596 | Niagara Mohawk Power Corp. | Oakvale Construction | D | 24055 | Wilmington | Essex | NY | 2009-11-01 | 0.4 | 0 | 0 | 0 | 0 |  | Conventional Hydro | Water |  | 2.065 |  | 0.58933 | 20.65 | 2.065e-05
R1597 | Niagara Mohawk Power Corp. | Ogdensburg Hydro | E | 23633 | Ogdensburg | St Lawrence | NY | 1987-12-01 | 3.5 | 0 | 0 | 0 | 0 |  | Conventional Hydro | Water |  | 13.878 |  | 0.45264 | 138.78 | 0.00013878
R1598 | Niagara Mohawk Power Corp. | Onondaga Energy Partners | C | 23634 | Onondaga | Onondaga | NY | 1987-12-01 | 1.4 | 0 | 0 | 0 | 0 |  | Internal Combustion | Bio Gas
R1599 | Niagara Mohawk Power Corp. | Oswego County | C | 23634 | Oswego | Oswego | NY | 1986-03-01 | 3.6 | 0 | 0 | 0 | 0 |  | Steam Turbine (Fossil) | Refuse |  | 4.709 |  | 0.14932 | 108.307 | 0.00010831
R1600 | Niagara Mohawk Power Corp. | Oswego Hydro Partners LP | C | 23634 | Phoenix | Oswego | NY | 1990-12-01 | 3.4 | 0 | 0 | 0 | 0 |  | Conventional Hydro | Water |  | 11.495 |  | 0.38595 | 114.95 | 0.00011495
R1602 | Niagara Mohawk Power Corp. | Riverrat Glass & Electric | F | 23643 | Wadhams | Essex | NY | 1986-01-01 | 0.6 | 0 | 0 | 0 | 0 |  | Conventional Hydro | Water |  | 1.897 |  | 0.36092 | 18.97 | 1.897e-05
R1603 | Niagara Mohawk Power Corp. | Sandy Hollow Hydro Assoc. | E | 23633 | Sandy Hollow | Jefferson | NY | 1986-09-01 | 0.6 | 0 | 0 | 0 | 0 |  | Conventional Hydro | Water |  | 1.048 |  | 0.19939 | 10.48 | 1.048e-05
R1604 | Niagara Mohawk Power Corp. | Seneca Limited | C | 23634 | Syracuse | Onondaga | NY | 1985-12-01 | 0.2 | 0 | 0 | 0 | 0 |  | Conventional Hydro | Water
R1605 | Niagara Mohawk Power Corp. | St. Elizabeth Medical Center | E | 23633 | Utica | Oneida | NY | 2012-02-01 | 0.6 | 0 | 0 | 0 | 0 |  | Internal Combustion | Natural Gas |  | 0.14 |  | 0.026636 | 62.02 | 6.202e-05
R1606 | Niagara Mohawk Power Corp. | Stevens&Thompson Paper | F | 23643 | Middle Falls | Washington | NY | 1987-12-01 | 10.5 | 0 | 0 | 0 | 0 |  | Conventional Hydro | Water |  | 28.499 |  | 0.30984 | 284.99 | 0.00028499
R1607 | Niagara Mohawk Power Corp. | Stillwater Assoc. | E | 23633 | Webb | Herkimer | NY | 1987-01-01 | 1.8 | 0 | 0 | 0 | 0 |  | Conventional Hydro | Water |  | 7.397 |  | 0.46911 | 73.97 | 7.397e-05
R1608 | Niagara Mohawk Power Corp. | Stillwater Hydro Partners LP | F | 23643 | Stillwater | Saratoga | NY | 1993-04-01 | 3.4 | 0 | 0 | 0 | 0 |  | Conventional Hydro | Water |  | 15.287 |  | 0.51326 | 152.87 | 0.00015287
R1609 | Niagara Mohawk Power Corp. | Stuyvesant Falls Hydro | F | 23643 | Stuyvesant | Columbia | NY | 2013-02-01 | 7 | 0 | 0 | 0 | 0 |  | Conventional Hydro | Water |  | 14.597 |  | 0.23805 | 145.97 | 0.00014597
R1610 | Niagara Mohawk Power Corp. | Sustainable Bioelectric LLC | A | 23774 | Wheatfield | Niagara | NY | 2014-03-01 | 0.6 | 0 | 0 | 0 | 0 |  | Internal Combustion | Bio Gas |  | 0.798 |  | 0.15183 | 8.778 | 8.778e-06
R1611 | Niagara Mohawk Power Corp. | Synergics - Middle Greenwich | F | 23643 | Greenwich | Washington | NY | 1987-12-01 | 0.2 | 0 | 0 | 0 | 0 |  | Conventional Hydro | Water
R1612 | Niagara Mohawk Power Corp. | Synergics - Union Falls | D | 24055 | Union Falls | Clinton | NY | 1987-12-01 | 3 | 0 | 0 | 0 | 0 |  | Conventional Hydro | Water |  | 8.519 |  | 0.32416 | 85.19 | 8.519e-05
R1613 | Niagara Mohawk Power Corp. | Synergics - Upper Greenwich | F | 23643 | Greenwich | Washington | NY | 1987-12-01 | 0.4 | 0 | 0 | 0 | 0 |  | Conventional Hydro | Water |  | 0.012 |  | 0.0034247 | 0.12 | 1.2e-07
R1614 | Niagara Mohawk Power Corp. | Tannery Island | E | 23633 | Carthage | Jefferson | NY | 1986-01-01 | 1.5 | 0 | 0 | 0 | 0 |  | Conventional Hydro | Water |  | 9.319 |  | 0.70921 | 93.19 | 9.319e-05
R1615 | Niagara Mohawk Power Corp. | Town of Wells (Lake Algon.) | F | 23643 | Wells | Hamilton | NY | 1987-12-01 | 0.5 | 0 | 0 | 0 | 0 |  | Conventional Hydro | Water |  | 1.809 |  | 0.41301 | 18.09 | 1.809e-05
R1616 | Niagara Mohawk Power Corp. | Tri-City JATC | F | 23643 | Latham | Albany | NY | 2009-11-01 |  | 0 | 0 | 0 | 0 |  | Internal Combustion | Natural Gas
R1617 | Niagara Mohawk Power Corp. | Unionville Hydro | E | 23633 | Potsdam | St Lawrence | NY | 1984-07-01 | 3 | 0 | 0 | 0 | 0 |  | Conventional Hydro | Water |  | 15.807 |  | 0.60148 | 158.07 | 0.00015807
R1618 | Niagara Mohawk Power Corp. | United States Gypsum | B | 23774 | Batavia | Genesee | NY | 2009-11-01 | 5.8 | 0 | 0 | 0 | 0 |  | Cogeneration | Natural Gas |  | 1.095 |  | 0.021552 | 485.085 | 0.00048509
R1619 | Niagara Mohawk Power Corp. | Valatie Falls | F | 23643 | Valatie | Columbia | NY | 1992-12-01 | 0.1 | 0 | 0 | 0 | 0 |  | Conventional Hydro | Water |  | 0.547 |  | 0.62443 | 5.47 | 5.47e-06
R1620 | Niagara Mohawk Power Corp. | Valley Falls Assoc. | F | 23643 | Valley Falls | Rensselaer | NY | 1985-08-01 | 2.5 | 0 | 0 | 0 | 0 |  | Conventional Hydro | Water |  | 9.048 |  | 0.41315 | 90.48 | 9.048e-05
R1621 | Niagara Mohawk Power Corp. | Village of Gouverneur | E | 23633 | Gouverneur | St Lawrence | NY | 1986-01-01 | 0.1 | 0 | 0 | 0 | 0 |  | Conventional Hydro | Water
R1622 | Niagara Mohawk Power Corp. | Village of Potsdam | E | 23633 | Potsdam | St Lawrence | NY | 1986-01-01 | 0.8 | 0 | 0 | 0 | 0 |  | Conventional Hydro | Water
R1623 | Niagara Mohawk Power Corp. | Village of Potsdam 2 | E | 23633 | Potsdam | St Lawrence | NY | 2014-04-01 | 0.5 | 0 | 0 | 0 | 0 |  | Conventional Hydro | Water
R1624 | Niagara Mohawk Power Corp. | Village of Saranac Lake | D | 24055 | Saranac Lake | Franklin | NY | 1996-12-01 | 0.2 | 0 | 0 | 0 | 0 |  | Conventional Hydro | Water |  | 0.626 |  | 0.35731 | 6.26 | 6.26e-06
R1625 | Niagara Mohawk Power Corp. | Wave Hydro LLC | C | 23634 | Baldwinsville | Onondaga | NY | 2010-02-07 | 0.823 | 0 | 0 | 0 | 0 |  | Conventional Hydro | Water |  | 0.291 |  | 0.040364 | 2.91 | 2.91e-06
R1626 | Niagara Wind Power, LLC | Steel Wind | A | 323596 | Lackawanna | Erie | NY | 2007-01-23 | 20 | 0 | 0 | 0 | 0 |  | Wind Turbine | Wind |  | 51.8033 |  | 0.29568 | 466.23 | 0.00046623
R1627 | Nine Mile Point Nuclear Station, LLC | Nine Mile Point 1 | C | 23575 | Scriba | Oswego | NY | 1969-11-01 | 641.8 | 630.5 | 630.5 | 624.9 | 627.2 |  | Steam (BWR Nuclear) | Uranium |  | 5024.3646 |  | 0.89367 | 331608.0662 | 0.33161
R1628 | Nine Mile Point Nuclear Station, LLC | Nine Mile Point 2 | C | 23744 | Scriba | Oswego | NY | 1988-08-01 | 1399 | 1246.6 | 1246.6 | 1291.7 | 1302.7 |  | Steam (BWR Nuclear) | Uranium |  | 11016.4097 |  | 0.89891 | 727083.0402 | 0.72708
R1629 | Noble Altona Windpark, LLC | Altona Wind Power | D | 323606 | Altona | Clinton | NY | 2008-09-23 | 97.5 | 97.5 | 97.5 | 97.5 | 97.5 |  | Wind Turbine | Wind |  | 175.637 |  | 0.20564 | 1580.733 | 0.0015807
R1630 | Noble Bliss Windpark, LLC | Bliss Wind Power | A | 323608 | Bliss | Wyoming | NY | 2008-03-20 | 100.5 | 100.5 | 100.5 | 100.5 | 100.5 |  | Wind Turbine | Wind |  | 210.4364 |  | 0.23903 | 1893.9272 | 0.0018939
R1631 | Noble Chateaugay Windpark, LLC | Chateaugay Wind Power | D | 323614 | Chateaugay | Franklin | NY | 2008-10-07 | 106.5 | 106.5 | 106.5 | 106.5 | 106.5 |  | Wind Turbine | Wind |  | 208.4699 |  | 0.22345 | 1876.2289 | 0.0018762
R1632 | Noble Clinton Windpark 1, LLC | Clinton Wind Power | D | 323605 | Clinton | Clinton | NY | 2008-04-09 | 100.5 | 100.5 | 100.5 | 100.5 | 100.5 |  | Wind Turbine | Wind |  | 170.892 |  | 0.19411 | 1538.028 | 0.001538
R1633 | Noble Ellenburg Windpark, LLC | Ellenburg Wind Power | D | 323604 | Ellenburg | Clinton | NY | 2008-03-31 | 81 | 81 | 81 | 81 | 81 |  | Wind Turbine | Wind |  | 173.1931 |  | 0.24409 | 1558.7382 | 0.0015587
R1634 | Noble Wethersfield Windpark, LLC | Wethersfield Wind Power | C | 323626 | Wethersfield | Wyoming | NY | 2008-12-11 | 126 | 126 | 126 | 126 | 126 |  | Wind Turbine | Wind |  | 272.087 |  | 0.24651 | 2448.783 | 0.0024488
R1635 | Northbrook Lyons Falls, LLC | Hampshire Paper | E | 323593 | Gouverneur | St Lawrence | NY | 1987-03-01 | 3.4 | 3.5 | 3.5 | 3.4 | 3.4 |  | Conventional Hydro | Water |  | 20.2332 |  | 0.67933 | 202.3316 | 0.00020233
R1636 | Northbrook Lyons Falls, LLC | Lyons Falls Hydro | E | 23570 | Lyons Falls | Lewis | NY | 1986-01-01 | 8 | 7.3 | 7.3 | 8 | 8 |  | Conventional Hydro | Water |  | 46.0363 |  | 0.65691 | 460.3631 | 0.00046036
R1637 | NRG Power Marketing LLC | Arthur Kill GT 1 | J | 23520 | Staten Island | Richmond | NY | 1970-06-01 | 20 | 16.5 | 21.6 | 11.9 | 13.7 |  | Combustion Turbine | Natural Gas |  | 0.36117 |  | 0.0020615 | 159.9983 | 0.00016
R1638 | NRG Power Marketing LLC | Arthur Kill ST 2 | J | 23512 | Staten Island | Richmond | NY | 1959-08-01 | 376.2 | 357.7 | 357.7 | 334.7 | 341.8 |  | Steam Turbine (Fossil) | Natural Gas |  | 563.628 |  | 0.17103 | 249687.204 | 0.24969
R1639 | NRG Power Marketing LLC | Arthur Kill ST 3 | J | 23513 | Staten Island | Richmond | NY | 1969-06-01 | 535.5 | 518 | 518 | 515.7 | 522.9 |  | Steam Turbine (Fossil) | Natural Gas |  | 263.129 |  | 0.056093 | 116566.147 | 0.11657
R1640 | NRG Power Marketing LLC | Astoria GT 2-1 | J | 24094 | Queens | Queens | NY | 1970-06-01 | 46.5 | 41.2 | 50.7 | 35.8 | 44.6 | YES | Jet Engine | Kerosene | Natural Gas | 3.244 |  | 0.0079639 | 843.44 | 0.00084344
R1641 | NRG Power Marketing LLC | Astoria GT 2-2 | J | 24095 | Queens | Queens | NY | 1970-06-01 | 46.5 | 42.4 | 52.2 | 34.1 | 44.6 | YES | Jet Engine | Kerosene | Natural Gas | 1.881 |  | 0.0046178 | 489.06 | 0.00048906
R1642 | NRG Power Marketing LLC | Astoria GT 2-3 | J | 24096 | Queens | Queens | NY | 1970-06-01 | 46.5 | 41.2 | 50.7 | 35.5 | 45.8 | YES | Jet Engine | Kerosene | Natural Gas | 2.989 |  | 0.0073379 | 777.14 | 0.00077714
R1643 | NRG Power Marketing LLC | Astoria GT 2-4 | J | 24097 | Queens | Queens | NY | 1970-06-01 | 46.5 | 41 | 50.5 | 35.2 | 45.5 | YES | Jet Engine | Kerosene | Natural Gas | 2.271 |  | 0.0055752 | 590.46 | 0.00059046
R1644 | NRG Power Marketing LLC | Astoria GT 3-1 | J | 24098 | Queens | Queens | NY | 1970-06-01 | 46.5 | 41.2 | 50.7 | 33.2 | 43.3 | YES | Jet Engine | Kerosene | Natural Gas | 1.92 |  | 0.0047135 | 499.2 | 0.0004992
R1645 | NRG Power Marketing LLC | Astoria GT 3-2 | J | 24099 | Queens | Queens | NY | 1970-06-01 | 46.5 | 43.5 | 53.5 | 34.8 | 44.3 | YES | Jet Engine | Kerosene | Natural Gas | 2.849 |  | 0.0069942 | 740.74 | 0.00074074
R1646 | NRG Power Marketing LLC | Astoria GT 3-3 | J | 24100 | Queens | Queens | NY | 1970-06-01 | 46.5 | 43 | 52.9 | 34.5 | 44.3 | YES | Jet Engine | Kerosene | Natural Gas | 2.238 |  | 0.0054942 | 581.88 | 0.00058188
R1647 | NRG Power Marketing LLC | Astoria GT 3-4 | J | 24101 | Queens | Queens | NY | 1970-06-01 | 46.5 | 43 | 52.9 | 36 | 45.1 | YES | Jet Engine | Kerosene | Natural Gas | 3.488 |  | 0.0085629 | 906.88 | 0.00090688
R1648 | NRG Power Marketing LLC | Astoria GT 4-1 | J | 24102 | Queens | Queens | NY | 1970-07-01 | 46.5 | 42.6 | 52.4 | 34.7 | 45.6 | YES | Jet Engine | Kerosene | Natural Gas | 1.582 |  | 0.0038837 | 411.32 | 0.00041132
R1649 | NRG Power Marketing LLC | Astoria GT 4-2 | J | 24103 | Queens | Queens | NY | 1970-07-01 | 46.5 | 41.4 | 51 | 33.9 | 44.8 | YES | Jet Engine | Kerosene | Natural Gas | 1.786 |  | 0.0043845 | 464.36 | 0.00046436
R1650 | NRG Power Marketing LLC | Astoria GT 4-3 | J | 24104 | Queens | Queens | NY | 1970-07-01 | 46.5 | 41.1 | 50.6 | 34.6 | 44.9 | YES | Jet Engine | Kerosene | Natural Gas | 3.715 |  | 0.0091201 | 965.9 | 0.0009659
R1651 | NRG Power Marketing LLC | Astoria GT 4-4 | J | 24105 | Queens | Queens | NY | 1970-07-01 | 46.5 | 42.8 | 52.7 | 33 | 45.1 | YES | Jet Engine | Kerosene | Natural Gas | 1.497 |  | 0.0036751 | 389.22 | 0.00038922
R1652 | NRG Power Marketing LLC | Oswego 5 | C | 23606 | Oswego | Oswego | NY | 1976-02-01 | 901.8 | 850.3 | 850.3 | 821.5 | 825.5 |  | Steam Turbine (Fossil) | No. 6 Fuel Oil |  | 18.093 |  | 0.0022903 | 13443.099 | 0.013443
R1653 | NRG Power Marketing LLC | Oswego 6 | C | 23613 | Oswego | Oswego | NY | 1980-07-01 | 901.8 | 835.2 | 835.2 | 816.5 | 828.7 | YES | Steam Turbine (Fossil) | No. 6 Fuel Oil | Natural Gas | 21.58 |  | 0.0027317 | 16033.94 | 0.016034
R1654 | NRG Power Marketing LLC | Oswego IC 1 | C | 5052 | Oswego | Oswego | NY | 1967-08-01 | 0.7 | 0 | 0 | 0 | 0 |  | Internal Combustion | No. 2 Fuel Oil
R1655 | NRG Power Marketing LLC | Oswego IC 2 | C | 5053 | Oswego | Oswego | NY | 1976-02-01 | 0.8 | 0 | 0 | 0 | 0 |  | Internal Combustion | No. 2 Fuel Oil
R1656 | NRG Power Marketing LLC | Oswego IC 3 | C | 5054 | Oswego | Oswego | NY | 1980-07-01 | 0.8 | 0 | 0 | 0 | 0 |  | Internal Combustion | No. 2 Fuel Oil
R1657 | Orange and Rockland Utilities | Buttermilk Falls | G | 5055 | Highland Falls | Orange | NY | 1986-12-01 | 0.1 | 0 | 0 | 0 | 0 |  | Conventional Hydro | Water
R1658 | Orange and Rockland Utilities | Intl. Crossroads | G | 5056 | Mahwah NJ | Bergen | NJ | 1987-12-01 | 3 | 0 | 0 | 0 | 0 | YES | Internal Combustion | Natural Gas | No. 2 Fuel Oil
R1659 | Orange and Rockland Utilities | Landfill G.Part19 | G | 5057 | Goshen | Orange | NY | 1988-12-01 | 2.5 | 0 | 0 | 0 | 0 |  | Internal Combustion | Bio Gas
R1660 | Orange and Rockland Utilities | Middletown LFG | G | 5058 | Goshen | Orange | NY | 1988-12-01 | 3 | 0 | 0 | 0 | 0 |  | Internal Combustion | Bio Gas
R1661 | PSEG Energy Resource & Trade, LLC | Bethlehem Energy Center | F | 323570 | Bethlehem | Albany | NY | 2005-07-01 | 893.1 | 835 | 924.8 | 787.2 | 862.5 | YES | Combined Cycle | Natural Gas | No. 2 Fuel Oil | 5303.7158 |  | 0.67792 | 2349546.0994 | 2.3495
R1662 | R.E. Ginna Nuclear Power Plant, LLC | R. E. Ginna | B | 23603 | Ontario | Wayne | NY | 1970-07-01 | 614 | 582 | 582 | 580.6 | 581.1 |  | Steam (PWR Nuclear) | Uranium |  | 4655.157 |  | 0.86549 | 307240.362 | 0.30724
R1663 | ReEnergy Black River LLC | Fort Drum | E | 23780 | Watertown | Jefferson | NY | 2013-05-30 | 55.5 | 55.6 | 55.6 | 0 | 0 |  | Steam Turbine (Fossil) | Wood | No. 2 Fuel Oil | 190.654 |  | 0.39215 | 5147.658 | 0.0051477
R1664 | Rochester Gas and Electric Corp. | Mills Mills | B | 5059 | Fillmore | Allegany | NY | 1906-07-01 | 0.2 | 0 | 0 | 0 | 0 |  | Conventional Hydro | Water
R1665 | Rochester Gas and Electric Corp. | Mt Morris | B | 5060 | Mt Morris | Livingston | NY | 1916-07-01 | 0.3 | 0 | 0 | 0 | 0 |  | Conventional Hydro | Water
R1666 | Rochester Gas and Electric Corp. | Station 2 1 | B | 23604 | Rochester | Monroe | NY | 1913-07-01 | 8.5 | 6.5 | 6.5 | 8.5 | 8.5 |  | Conventional Hydro | Water |  | 28.692 |  | 0.38533 | 286.92 | 0.00028692
R1667 | Rochester Gas and Electric Corp. | Station 26 1 | B | 23604 | Rochester | Monroe | NY | 1952-08-01 | 3 | 3 | 3 | 3 | 3 |  | Conventional Hydro | Water |  | 5.9444 |  | 0.2262 | 59.4441 | 5.9444e-05
R1668 | Rochester Gas and Electric Corp. | Station 5 1 | B | 23604 | Rochester | Monroe | NY | 1918-07-01 | 13.982 | 11.8 | 11.8 | 13.982 | 13.982 |  | Conventional Hydro | Water |  | 59.836 |  | 0.48853 | 598.36 | 0.00059836
R1669 | Rochester Gas and Electric Corp. | Station 5 2 | B | 23604 | Rochester | Monroe | NY | 1918-07-01 | 13.59 | 11.8 | 11.8 | 13.59 | 13.59 |  | Conventional Hydro | Water |  | 7.493 |  | 0.062941 | 74.93 | 7.493e-05
R1670 | Rochester Gas and Electric Corp. | Station 5 3 | B | 23604 | Rochester | Monroe | NY | 1918-07-01 | 18 | 16.5 | 16.5 | 18 | 18 |  | Conventional Hydro | Water |  | 76.946 |  | 0.48799 | 769.46 | 0.00076946
R1671 | Rockville Centre, Village of | Charles P Keller 07 | K | 1661 | Rockville Centre | Nassau | NY | 1942-09-01 | 2 | 2 | 2 | 1.9 | 1.9 |  | Internal Combustion | No. 2 Fuel Oil |  | 0.005 |  | 0.00028539 | 3.715 | 3.715e-06
R1672 | Rockville Centre, Village of | Charles P Keller 08 | K | 1661 | Rockville Centre | Nassau | NY | 1950-09-01 | 2.4 | 2.8 | 2.8 | 0 | 0 |  | Internal Combustion | No. 2 Fuel Oil |  |  | ( 9 ) ( R )
R1673 | Rockville Centre, Village of | Charles P Keller 09 | K | 1661 | Rockville Centre | Nassau | NY | 1954-09-01 | 3.5 | 3.3 | 3.3 | 3.4 | 3.4 | YES | Internal Combustion | No. 2 Fuel Oil | Natural Gas | 0.093 |  | 0.0030333 | 69.099 | 6.9099e-05
R1674 | Rockville Centre, Village of | Charles P Keller 10 | K | 1661 | Rockville Centre | Nassau | NY | 1954-09-01 | 3.5 | 3.2 | 3.2 | 3.4 | 3.4 | YES | Internal Combustion | No. 2 Fuel Oil | Natural Gas | 0.2671 |  | 0.0087117 | 198.4553 | 0.00019846
R1675 | Rockville Centre, Village of | Charles P Keller 11 | K | 1661 | Rockville Centre | Nassau | NY | 1962-09-01 | 5.2 | 5.2 | 5.2 | 5 | 5 | YES | Internal Combustion | No. 2 Fuel Oil | Natural Gas | 0.238 |  | 0.0052248 | 176.834 | 0.00017683
R1676 | Rockville Centre, Village of | Charles P Keller 12 | K | 1661 | Rockville Centre | Nassau | NY | 1967-09-01 | 5.5 | 5.5 | 5.5 | 5.3 | 5.3 | YES | Internal Combustion | No. 2 Fuel Oil | Natural Gas | 0.018 |  | 0.0003736 | 13.374 | 1.3374e-05
R1677 | Rockville Centre, Village of | Charles P Keller 13 | K | 1661 | Rockville Centre | Nassau | NY | 1974-09-01 | 5.5 | 5.6 | 5.6 | 5.3 | 5.3 | YES | Internal Combustion | No. 2 Fuel Oil | Natural Gas | 0.24 |  | 0.0049813 | 178.32 | 0.00017832
R1678 | Rockville Centre, Village of | Charles P Keller 14 | K | 1661 | Rockville Centre | Nassau | NY | 1994-09-01 | 6.2 | 6.3 | 6.3 | 5.9 | 5.9 | YES | Internal Combustion | No. 2 Fuel Oil | Natural Gas | 0.917 |  | 0.016884 | 681.331 | 0.00068133
R1679 | SBF New York, LLC | Beaver Falls | E | 23983 | Beaver Falls | Lewis | NY | 1995-03-01 | 107.8 | 80.2 | 94.9 | 81.4 | 95.7 | YES | Combined Cycle | Natural Gas | No. 2 Fuel Oil | 5.7143 |  | 0.0060512 | 2531.4349 | 0.0025314
R1680 | SBF New York, LLC | Syracuse | C | 23985 | Syracuse | Onondaga | NY | 1993-09-01 | 102.7 | 86.8 | 107.3 | 83.3 | 97.1 | YES | Combined Cycle | Natural Gas | No. 2 Fuel Oil | 20.5675 |  | 0.022862 | 9111.3936 | 0.0091114
R1681 | Selkirk Cogen Partners, L.P. | Selkirk-I | F | 23801 | Selkirk | Albany | NY | 1992-03-01 | 107.2 | 82.1 | 107.2 | 78.1 | 104.3 | YES | Combined Cycle | Natural Gas | No. 2 Fuel Oil | 28.666 |  | 0.030526 | 12699.038 | 0.012699
R1682 | Selkirk Cogen Partners, L.P. | Selkirk-II | F | 23799 | Selkirk | Albany | NY | 1994-09-01 | 338.8 | 291.3 | 380.5 | 282.1 | 325.9 | YES | Combined Cycle | Natural Gas | No. 2 Fuel Oil | 200.4382 |  | 0.067536 | 88794.1315 | 0.088794
R1683 | Seneca Energy II, LLC | Ontario LFGE | C | 23819 | Canandaigua | Ontario | NY | 2003-12-01 | 11.2 | 7.6 | 7.6 | 11.2 | 11.2 |  | Internal Combustion | Bio Gas |  | 67.2348 |  | 0.68529 | 739.5826 | 0.00073958
R1684 | Seneca Energy II, LLC | Seneca Energy 1 | C | 23797 | Seneca Falls | Seneca | NY | 1996-03-01 | 8.8 | 8.8 | 8.8 | 8.8 | 8.8 |  | Internal Combustion | Bio Gas |  | 121.9829 | ( G ) |  | 1341.8116 | 0.0013418
R1685 | Seneca Energy II, LLC | Seneca Energy 2 | C | 23797 | Seneca Falls | Seneca | NY | 1997-08-01 | 8.8 | 8.8 | 8.8 | 8.8 | 8.8 |  | Internal Combustion | Bio Gas
R1686 | Seneca Falls Power Corp. | Seneca Falls 1 | C | 23627 | Seneca Falls | Seneca | NY | 1998-06-01 | 1.8 | 1.6 | 1.6 | 0 | 0 |  | Conventional Hydro | Water
R1687 | Seneca Falls Power Corp. | Seneca Falls 2 | C | 23627 | Seneca Falls | Seneca | NY | 1998-06-01 | 1.8 | 1.6 | 1.6 | 0 | 0 |  | Conventional Hydro | Water
R1688 | Seneca Falls Power Corp. | Seneca Falls 4 | C | 23627 | Seneca Falls | Seneca | NY | 1998-06-01 | 2 | 1.8 | 1.8 | 0 | 0 |  | Conventional Hydro | Water
R1689 | Seneca Power Partners, L.P. | Allegany | B | 23514 | Hume | Allegany | NY | 1995-03-01 | 67 | 62.9 | 82.2 | 62.5 | 62 |  | Combined Cycle | Natural Gas |  | 33.141 |  | 0.056466 | 14681.463 | 0.014681
R1690 | Seneca Power Partners, L.P. | Batavia | B | 24024 | Batavia | Genesee | NY | 1992-06-01 | 67.3 | 57.1 | 71.7 | 48.8 | 59.6 |  | Combined Cycle | Natural Gas |  | 20.2012 |  | 0.034266 | 8949.1316 | 0.0089491
R1691 | Seneca Power Partners, L.P. | Carthage Energy | E | 23857 | Carthage | Jefferson | NY | 1991-08-01 | 62.9 | 59 | 70.6 | 56.5 | 64.2 | YES | Combined Cycle | Natural Gas | No. 2 Fuel Oil | 4.9009 |  | 0.0088945 | 2171.0943 | 0.0021711
R1692 | Seneca Power Partners, L.P. | Hillburn GT | G | 23639 | Hillburn | Rockland | NY | 1971-04-01 | 46.5 | 37.9 | 51.8 | 35.1 | 44.9 | YES | Jet Engine | Natural Gas | Kerosene | 0.4284 |  | 0.0010517 | 189.7812 | 0.00018978
R1693 | Seneca Power Partners, L.P. | Shoemaker GT | G | 23640 | Middletown | Orange | NY | 1971-05-01 | 41.9 | 33.1 | 45.2 | 32.4 | 41.8 | YES | Jet Engine | Natural Gas | Kerosene | 0.4261 |  | 0.0011609 | 188.7623 | 0.00018876
R1694 | Seneca Power Partners, L.P. | Sterling | E | 23777 | Sherrill | Oneida | NY | 1991-06-01 | 65.3 | 57.4 | 72.1 | 50.4 | 63.4 |  | Combined Cycle | Natural Gas |  | 12.9431 |  | 0.022627 | 5733.7933 | 0.0057338
R1695 | Sheldon Energy LLC | High Sheldon Wind Farm | C | 323625 | Sheldon | Wyoming | NY | 2009-02-01 | 118.1 | 112.5 | 112.5 | 118.1 | 118.1 |  | Wind Turbine | Wind |  | 268.4124 |  | 0.25945 | 2415.7118 | 0.0024157
R1696 | Somerset Operating Company, LLC | Somerset | A | 23543 | Somerset | Niagara | NY | 1984-08-01 | 655.1 | 686.5 | 686.5 | 685.9 | 691.5 |  | Steam Turbine (Fossil) | Bituminous Coal |  | 347.288 |  | 0.060517 | 347288 | 0.34729
R1697 | Stephentown Spindle LLC | Beacon LESR | F | 323632 | Stephentown | Rensselaer | NY | 2010-11-29 | 20 | 0 | 0 | 0 | 0 |  | Energy Storage | Fly Wheel
R1698 | Stony Creek Energy LLC | Orangeville Wind Farm | C | 323706 | Orangeville | Wyoming | NY | 2013-12-01 | 93.9 | 94.4 | 94.4 | 93.9 | 93.9 |  | Wind Turbine | Wind |  | 279.869 |  | 0.34024 | 2518.821 | 0.0025188
R1699 | TransAlta Energy Marketing (U.S.) Inc. | Saranac Energy | D | 23793 | Plattsburgh | Clinton | NY | 1994-06-01 | 285.6 | 253.7 | 298.4 | 246.1 | 271.3 |  | Combined Cycle | Natural Gas |  | 61.02 |  | 0.02439 | 27031.8467 | 0.027032
R1700 | Triton Power Company | Chateaugay High Falls | D | 323578 | Chateaugay | Franklin | NY | 1987-12-01 | 1.7 | 1.7 | 1.7 | 0 | 0 |  | Conventional Hydro | Water |  | 8.3132 |  | 0.55823 | 83.1322 | 8.3132e-05
R1701 | Western New York Wind Corp. | Western NY Wind Power | B | 24143 | Wethersfield | Wyoming | NY | 2000-10-01 | 6.6 | 0 | 0 | 0 | 0 |  | Wind Turbine | Wind |  | 7.1404 |  | 0.1235 | 64.2638 | 6.4264e-05
R1702 | Wheelabrator Hudson Falls, LLC | Wheelabrator Hudson Falls | F | 23798 | Hudson Falls | Washington | NY | 1991-10-01 | 14.4 | 12.7 | 12.7 | 10.9 | 10.3 |  | Steam Turbine (Fossil) | Refuse |  | 71.104 |  | 0.56367 | 1635.392 | 0.0016354
R1703 | Wheelabrator Westchester, LP | Wheelabrator Westchester | H | 23653 | Peekskill | Westchester | NY | 1984-04-01 | 59.7 | 53.5 | 53.5 | 52.6 | 51.1 |  | Steam Turbine (Fossil) | Refuse |  | 394.2504 |  | 0.75387 | 9067.7599 | 0.0090678
Totals | [8 empty] | 44018.8 | [8 empty] | 131182.9372 |  |  | 27190922.2941 | 27.1909

## Zonal Totals
Metric | NYCA Totals | Zone A | Zone B | Zone C | Zone D | Zone E | Zone F | Zone G | Zone H | Zone I | Zone J | Zone K
Nameplate MW | 42665.8 | 4525.78 | 840.422 | 7570.553 | 2237.82 | 1260.225 | 5360 | 3269.1 | 2370.7 | 0.2 | 9530 | 5701
Methane MW | 17529.3 | 551.3 | 140.1 | 1761.1 | 387.7 | 239.9 | 3648 | 1862.4 | 0 | 0 | 5212 | 3726.8
Nuclear MW | 5847.8 | 0 | 614 | 2922.8 | 0 | 0 | 0 | 0 | 2311 | 0 | 0 | 0
Hydro MW | 6687.65 | 3105.28 | 64.122 | 95.253 | 1163.62 | 490.675 | 1661.7 | 106.8 | 0 | 0.2 | 0 | 0
Coal MW | 977.6 | 655.1 | 0 | 322.5 | 0 | 0 | 0 | 0 | 0 | 0 | 0 | 0
Oil MW | 8359.1 | 0 | 0 | 1811.5 | 1.7 | 0 | 0 | 1242 | 0 | 0 | 3582 | 1721.9
No. 2 Fuel Oil MW | 2347.5 | 0 | 0 | 7.9 | 1.7 | 0 | 0 | 0 | 0 | 0 | 992 | 1345.9
No. 6 Fuel Oil MW | 6011.6 | 0 | 0 | 1803.6 | 0 | 0 | 0 | 1242 | 0 | 0 | 2590 | 376
Wind MW | 1826.95 | 135.5 | 6.6 | 564.6 | 678.4 | 441.85 | 0 | 0 | 0 | 0 | 0 | 0
Wood MW | 76.6 | 0 | 0 | 0 | 0 | 76.6 | 0 | 0 | 0 | 0 | 0 | 0
Refuse MW | 312.5 | 50 | 0 | 43.1 | 0 | 0 | 14.4 | 9.2 | 59.7 | 0 | 0 | 136.1
Bio Gas MW | 139 | 28.6 | 15.6 | 49.7 | 6.4 | 11.2 | 15.9 | 5.5 | 0 | 0 | 0 | 6.1
Kerosene MW | 857.8 | 0 | 0 | 0 | 0 | 0 | 0 | 43.2 | 0 | 0 | 736 | 78.6
Solar PV MW In Front of Meter | 31.5
MW Imported | 1353 | 0 | 0 | 38 | 0 | 0 | 0 | 3 | 0 | 0 | 1312 | 0
Clean MW | 9696.1346 | 3401.0163 | 165.2867 | 768.4778 | 1844.075 | 984.4468 | 1825.4084 | 231.4684 |  | 79.9289 | 127.4227 | 268.6035
Low Carbon MW | 13232.9345 | 3401.0163 | 779.2867 | 3691.2778 | 1844.075 | 984.4468 | 1825.4084 | 231.4684 |  | 79.9289 | 127.4227 | 268.6035
Fossil Fuel MW | 28112.9 | 1256.4 | 140.1 | 3938.2 | 389.4 | 316.5 | 3662.4 | 3156.8 | 59.7 | 0 | 9530 | 5663.4
2017 GWh | 126396.4659 | 17707.5513 | 5026.7618 | 29371.2272 | 9512.3972 | 4104.3053 | 15340.5616 | 1778.7902 | 15698.6554 | 0 | 18588.004 | 9268.2118
Methane GWh | 43286.5968 | 449.2463 | 54.4372 | 4684.0662 | 65.998 | 24.9603 | 12610.4715 | 1216.0892 | 0 | 0 | 16169.6613 | 8011.6669
Coal GWh | 567.4483 | 347.288 | 0 | 220.1603 | 0 | 0 | 0 | 0 | 0 | 0 | 0 | 0
Oil GWh | 2980.7499 | 0 | 0 | 39.673 | 0 | 0 | 0 | 316.373 | 0 | 0 | 2381.0987 | 243.6052
No. 2 Fuel Oil GWh | 76.305 | 0 | 0 | 0 | 0 | 0 | 0 | 0 | 0 | 0 | 31.1477 | 45.1572
No. 6 Fuel Oil GWh | 2904.445 | 0 | 0 | 39.673 | 0 | 0 | 0 | 316.373 | 0 | 0 | 2349.9509 | 198.448
Kerosene GWh | 45.2016 | 0 | 0 | 0 | 0 | 0 | 0 | 0.465 | 0 | 0 | 37.244 | 7.4926
Nuclear GWh | 42174.5915 | 0 | 4655.157 | 22215.0295 | 0 | 0 | 0 | 0 | 15304.405 | 0 | 0 | 0
Wind GWh | 4219.2134 | 299.0771 | 7.1404 | 1312.1489 | 1516.6593 | 1084.1877 | 0 | 0 | 0 | 0 | 0 | 0
Hydro GWh | 30156.7648 | 16240.7367 | 206.8974 | 369.0908 | 7898.9078 | 2645.9074 | 2583.4402 | 211.7845 | 0 | 0 | 0 | 0
Refuse GWh | 1900.1208 | 216.048 | 0 | 226.5027 | 0 | 0 | 71.104 | 34.0786 | 394.2504 | 0 | 0 | 958.1371
Bio Gas GWh | 730.1227 | 155.1553 | 103.1298 | 304.5557 | 30.8321 | 60.9039 | 75.546 | 0 | 0 | 0 | 0 | 0
Wood GWh | 288.346 | 0 | 0 | 0 | 0 | 288.346 | 0 | 0 | 0 | 0 | 0 | 0
Solar PV GWh (In Front of Meter) | 47.31 | 0 | 0 | 0 | 0 | 0 | 0 | 0 | 0 | 0 | 0 | 47.31
GWh Imported | 4786.4713 | 0 | 0 | 192.7062 | 0 | 0 | 0 | 0 | 0 | 0 | 4593.7651 | 0
Fossil Fuels GWh | 49798.5862 | 1167.7376 | 157.567 | 5474.9579 | 96.8301 | 374.2102 | 12757.1215 | 1567.0057 | 394.2504 | 0 | 18588.004 | 9220.9018
Clean GWh | 34423.2882 | 16539.8137 | 214.0378 | 1681.2398 | 9415.5671 | 3730.0951 | 2583.4402 | 211.7845 | 0 | 0 | 0 | 47.31
Low Carbon GWh | 76597.8798 | 16539.8137 | 4869.1948 | 23896.2693 | 9415.5671 | 3730.0951 | 2583.4402 | 211.7845 | 15304.405 | 0 | 0 | 47.31
% Clean GWh | 27.2344 | 93.4 | 4.3 | 5.7 | 99 | 90.9 | 16.8 | 11.9 | 0 | 0 | 0 | 0.5
% Low Carbon GWh | 60.6013 | 93.4 | 96.9 | 81.4 | 99 | 90.9 | 16.8 | 11.9 | 97.5 | 97.5 | 0 | 0.5
% Non-Hydro Clean GWh | 3.3755 | 1.7 | 0.1 | 4.5 | 15.9 | 26.4 | 0 | 0 | 0 | 0 | 0 | 0.5
% Methane GWh | 34.2467 | 2.5 | 1.1 | 15.9 | 0.7 | 0.6 | 82.2 | 68.4 | 0 | 0 | 87 | 86.4
% Nuclear GWh | 33.3669 | 0 | 92.6 | 75.6 | 0 | 0 | 0 | 0 | 97.5 | 97.5 | 0 | 0
% Fossil Fuels GWh | 39.3987 | 6.6 | 3.1 | 18.6 | 1 | 9.1 | 83.2 | 88.1 | 2.5 | 2.5 | 100 | 99.5
MMT CO2 from All Fuels | 45.4813 | 0.9079 | 0.35763 | 5.7941 | 0.1501 | 0.066276 | 10.9432 | 1.2907 | 1.0192 | 0 | 15.7743 | 7.1409
MMT CO2 (Burning Coal) | 0.56745 | 0.34729 | 0 | 0.22016 | 0 | 0 | 0 | 0 | 0 | 0 | 0 | 0
MMT CO2 (Burning Methane) | 19.176 | 0.19902 | 0.024116 | 2.075 | 0.029237 | 0.011057 | 5.5864 | 0.53873 | 0 | 0 | 7.1632 | 3.5492
MMT CO2eq (Fugitive Methane) | 18.2903 | 0.18982 | 0.023002 | 1.9792 | 0.027887 | 0.010547 | 5.3284 | 0.51385 | 0 | 0 | 6.8323 | 3.3853
MMT CO2 (Clean Energy) | 0.37664 | 0.17023 | 0.0051593 | 0.01776 | 0.092705 | 0.037878 | 0.031073 | 0.0061072 |  | 0.0025513 | 0.0040775 | 0.0091012
Tonne CO2e per MWh | 0.34371 | 0.051272 | 0.071144 | 0.19727 | 0.01578 | 0.016148 | 0.71335 | 0.72558 | 0.06492 |  | 0.84863 | 0.77047
Trillion BTU Methane | 331.3589 | 3.439 | 0.41672 | 35.8565 | 0.50521 | 0.19107 | 96.5332 | 9.3092 | 0 | 0 | 123.7788 | 61.3293
MMT Carbon | 5.2454 | 0.054439 | 0.0065966 | 0.56761 | 0.0079975 | 0.0030247 | 1.5281 | 0.14736 | 0 | 0 | 1.9594 | 0.97084
Volume Fugitive Methane (Billions Ft3) | 11.2707 | 0.11697 | 0.014174 | 1.2196 | 0.017184 | 0.006499 | 3.2834 | 0.31664 | 0 | 0 | 4.2102 | 2.086
Volume Methane Burned (Billions Ft3) | 322.0203 | 3.3421 | 0.40497 | 34.846 | 0.49098 | 0.18569 | 93.8126 | 9.0468 | 0 | 0 | 120.2903 | 59.6009
Mortality (from Methane, Coal, Oil, Nuclear) | 199.7274 | 11.9424 | 0.97554 | 23.3097 | 0.32893 | 0.3524 | 35.9239 | 9.2519 | 1.1325 | 0 | 89.4268 | 27.0832
Morbidity (from Methane, Coal, Oil, Nulcear) | 70039.2023 | 5382.0054 | 279.0605 | 7500.0157 | 119.8762 | 159.532 | 9418.6667 | 3964.0079 | 0 | 0 | 34977.592 | 8238.4459
Mortality - Methane | 122.1115 | 1.2673 | 0.15357 | 13.2138 | 0.18618 | 0.070413 | 35.5741 | 3.4306 | 0 | 0 | 45.6146 | 22.6009
Mortality - Coal | 16.2687 | 9.9567 | 0 | 6.312 | 0 | 0 | 0 | 0 | 0 | 0 | 0 | 0
Mortality - Oil | 54.8458 | 0 | 0 | 0.72998 | 0 | 0 | 0 | 5.8213 | 0 | 0 | 43.8122 | 4.4823
Mortality - Biomass | 3.3805 | 0.71837 | 0.47749 | 1.4101 | 0.14275 | 0.28198 | 0.34978 | 0 | 0 | 0 | 0 | 0
Mortality - Nuclear | 3.1209 | 0 | 0.34448 | 1.6439 | 0 | 0 | 0 | 0 | 1.1325 | 0 | 0 | 0
Serious Illness - Coal | 127.6759 | 78.1398 | 0 | 49.5361 | 0 | 0 | 0 | 0 | 0 | 0 | 0 | 0
Serious Illness - Methane | 1298.5979 | 13.4774 | 1.6331 | 140.522 | 1.9799 | 0.74881 | 378.3141 | 36.4827 | 0 | 0 | 485.0898 | 240.35
Serious Illness - Oil | 479.9007 | 0 | 0 | 6.3874 | 0 | 0 | 0 | 50.9361 | 0 | 0 | 383.3569 | 39.2204
Serious Illness - Biomass | 31.3953 | 6.6717 | 4.4346 | 13.0959 | 1.3258 | 2.6189 | 3.2485 | 0 | 0 | 0 | 0 | 0
Minor Illness - Coal | 7540.2533 | 4614.7629 | 0 | 2925.4903 | 0 | 0 | 0 | 0 | 0 | 0 | 0 | 0
Minor Illness - Oil | 28469.1423 | 0 | 0 | 378.9168 | 0 | 0 | 0 | 3021.6785 | 0 | 0 | 22741.8734 | 2326.6736
Minor Illness - Methane | 30430.4776 | 315.8201 | 38.2694 | 3292.8985 | 46.3966 | 17.5471 | 8865.1615 | 854.9107 | 0 | 0 | 11367.2719 | 5632.2019
Minor Illness - Biomass | 1661.7594 | 353.1334 | 234.7235 | 693.1687 | 70.1739 | 138.6172 | 171.9427 | 0 | 0 | 0 | 0 | 0
Coal Externality Costs (Millions $) | 35.1818 | 21.5319 | 0 | 13.6499 | 0 | 0 | 0 | 0 | 0 | 0 | 0 | 0
Methane Externality Costs (Millions $) | 1255.3113 | 13.0281 | 1.5787 | 135.8379 | 1.9139 | 0.72385 | 365.7037 | 35.2666 | 0 | 0 | 468.9202 | 232.3383
Solar PV MW Behind Meter (NYISO) | 1027 | 55 | 32 | 92 | 3 | 59 | 168 | 152 | 22 | 31 | 128 | 285
Solar PV MW Behind Meter (NYSERDA) | 1112.0346 | 160.2363 | 94.5647 | 70.6248 | 2.055 | 51.9218 | 163.7084 | 124.6684 |  | 79.7289 | 127.4227 | 237.1035
Solar PV GWh Behind Meter (NYISO) | 1211.86 | 64.9 | 37.76 | 108.56 | 3.54 | 69.62 | 198.24 | 179.36 | 25.96 | 36.58 | 151.04 | 336.3
Solar PV GWh Behind Meter (NYSERDA) | 1283.3346 | 182.2563 | 106.9942 | 79.7865 | 2.4122 | 57.7722 | 190.3665 | 144.7413 |  | 92.1725 | 148.534 | 278.299
Wind Benefit (Millions $) | 308.0026 | 21.8326 | 0.52125 | 95.7869 | 110.7161 | 79.1457 | 0 | 0 | 0 | 0 | 0 | 0
Solar Benefit (Millions $) | 53.2258 | 7.2903 | 4.2798 | 3.1915 | 0.096488 | 2.3109 | 7.6147 | 5.7897 |  | 3.6869 | 5.9414 | 13.0244

## References for Zonal Totals
Metric | Amount | Units | Link/Source | Other Links
Coal Serious Illnessess | 225 | Number of cases/TWh | Lancet 370: 979–990 (2007) Electricity generation and health by Anil Markandya and Paul Wilkinson | https://www.academia.edu/12681524/Electricity_generation_and_health?auto=download
Coal Minor Illnesses | 13288 | Number of cases/TWh
Methane Serious Illnesses | 30 | Number of cases/TWh
Methane Minor Illnesses | 703 | Number of cases/TWh
Coal Mortality | 28.67 | Deaths/TWh | https://pubs.giss.nasa.gov/docs/2013/2013_Kharecha_kh05000e.pdf
Methane Mortality | 2.821 | Deaths/TWh
Nuclear Mortality | 0.074 | Deaths/TWh
Social Cost of CO2 | 42 | $ per Metric Ton CO2 | https://epic.uchicago.edu/wp-content/uploads/2019/07/EPP-Social-Cost-of-Carbon-rev-1-3-18.pdf
Wind Benefit ($) | 0.073 | $/kWh | Dev Millstein et. al. In: Nature Energy 2, 17134 (2017) | https://www.nature.com/articles/nenergy2017134.pdf
Solar Benefit ($) | 0.04 | $/kWh
Coal Externality Costs | 6.2 | cents/kWh | Energy Policy 57: 585-601 (2013) Mark Jacobson et. al Table 4 | http://web.stanford.edu/group/efmh/jacobson/Articles/I/NewYorkWWSEnPolicy.pdf
Methane Externality Costs | 2.9 | cents/kWh
British Thermal Units (BTU) |  | https://www.eia.gov/electricity/annual/html/epa_08_02.html
Volume Methane Burned |  | https://www.engineeringtoolbox.com/heating-values-fuel-gases-d_823.html
Volume of Fugitve Methane | = 3.5% of vol. shale gas burned | https://www.youtube.com/watch?reload=9&v=qR5TqEyQLJ4&feature=youtu.be
Solar PV MW Behind Meter (NYISO) | Estimated for Counties | NYISO does not list Solar PV installtions for counties, but do so for zip codes. NYISO zonal boundaries do not follow zip code boundaries

## Generation
Generation by Fuel | gWh(ac) | % Total | MMT CO2 | By Class of Generation: | gWh(ac).1 | % Total.1 | MMT CO2eq
Fuel Oil | 2980.7499 | 2.2722 | 2.2147 | Nuclear | 42174.5915 | 32.1494 | 2.7835
Kerosene | 45.2016 | 0.034457 | 0.011752 | Fossil Fuels | 51760.8673 | 39.457 | 19.7989
Coal | 567.4483 | 0.43256 | 0.56745 | Clean Energy | 35634.4632 | 27.1639 | 0.3588
Nuclear | 42174.5915 | 32.1494 | 2.7835
Natural Gas | 43286.5968 | 32.9971 | 19.176 | Totals:
Hydropower | 29554.187 | 22.529 | 0.29554
Pumped Storage | 795.284 | 0.60624 | 0.0079528 | Non-Hydro Clean Energy | 4554.8694 | 3.4722 | 0.047272
Wind | 4219.2134 | 3.2163 | 0.037973 | Total Hydropower | 30349.471 | 23.7415 | 0.30349
Refuse Solid Waste | 1900.1208 | 1.4485 | 0.043703
Wood Waste | 288.346 | 0.2198 | 0.0077853
Sunlight | 47.31 | 0.036064 | 0.0015139
Biogas | 730.1227 | 0.55657 | 0.0080314
Imported Power | 4786.4713 | 3.6487 | 2.037
Sum
NYISO Sum | 131182.9372

## Notes
Note | Owner / Operator | Station Unit | PTID | Description
1 | Binghamton BOP, LLC | Binghamton | 23790 | Unit Retired on 1/9/2018.
2 | Calpine Energy Services LP | Stony Brook | 24151 | BTM:NG Resources - Summer and Winter Net-ICAP replaces Summer Capability and Winter Capability values
3 | Emera Energy U.S. Subsidiary No. 1, Inc. | Greenidge 4 | 23583 | Unit Reactivated on 5/1/2017.
4 | Erie Blvd. Hydro - Seneca Oswego | Fulton 1 | 24041 | Unit Reactivated on 2/1/2018.
5 | Erie Blvd. Hydro - Seneca Oswego | Fulton 2 | 24041 | Unit Reactivated on 2/1/2018.
6 | Helix Ravenswood, LLC | Ravenswood 09 | 24257 | Unit became ICAP Ineligible on 11/1/2017.
7 | Helix Ravenswood, LLC | Ravenswood GTs | Various | Unit became ICAP Ineligible on 4/1/2018.
8 | Innovative Energy Systems, Inc. | Auburn LFG | 323710 | Unit Retired on 3/16/2017.
9 | Rockville Centre, Village of | Charles P Keller 08 | 1661 | Unit Retired on 12/31/2017.
A | Various | Generating Units | Various | Summer/Winter CRIS caps reflect capacity level of the unit that is deemed deliverable. See Definitions of Labels for the Load & Capacity Schedules (Section V) for description.
B | Various | Generating Units | Various | Summer Capability reflects DMNC values that are applicable to the Summer 2018 ICAP Market. Winter Capability reflects DMNC values that were applicable to the Winter 2017-2018 ICAP Market. DMNC stands for Dependable Maximum Net Generating Capability.
C | Various | Generating Units | Various | Net Energy from resources not directly participating in NYISO markets is obtained directly from the local TO.
D | Various | Reactivated Generator | Various | Unit(s) returned to service from mothballed status or from a Mothball Outage as defined in the MST.
E | Various | Behind-the-Meter: Net Generation Resource | Various | Units that are Behind the Meter Net Generation Resources.
G | Various | Generating Station | Various | Generation is reported as Station Total.
I | Various | ICAP Ineligible Generator | Various | This unit is in an ICAP Ineligible Forced Outage (IIFO) as defined in the MST.
M | Various | Mothballed Generator | Various | This unit is mothballed or is in a Mothball Outage per MST Section 5.18.
N | Various | New Generator | Various | Unit(s) added since the publication of the 2017 Load and Capacity Data Report.
R | Various | Retired Generator | Various | This unit is retired or Retired as defined in the MST.
U | Various | Generating Units | Various | The fuel type selection is not meant to provide any information on current fuel inventories, nor does it indicate which of the fuels might be considered as primary.
V | Various | Generating Units | Various | Typically, Name Plate refers to a historical rating and may not reflect the most current value.

## Zone A
Line No. | Billing Org | Station Unit | Zone | PTID | Town | Cnty | St | YYY-MM-DD | Nameplate MW | CRIS SUM MW | CRIS WIN MW | CAPABILITY SUM MW | CAPABILITY WIN MW | DUAL | Unit Type | Fuel Type 1 | Fuel Type 2 | 2017 GWh | Notes | Capacity | CO2 Emissions MTCO2 | CO2 Emissions MMTCO2
R1112 | Consolidated Edison Energy, Inc. | Fortistar - N.Tonawanda | A | 24026 | N Tonawanda | Erie | NY | 1993-06-01 | 68.5 | 59 | 75 | 59.1 | 69.2 | YES | Combined Cycle | Natural Gas | No. 2 Fuel Oil | 11.1659 |  | 0.018608 | 4946.4716 | 0.0049465
R1120 | Covanta Niagara, LP | American Ref-Fuel 1 | A | 24010 | Niagara | Niagara | NY | 1993-05-01 | 25 | 19.6 | 19.6 | 15.85 | 15.2 |  | Steam Turbine (Fossil) | Refuse |  | 216.048 | ( G ) | 0.98652 | 4969.104 | 0.0049691
R1121 | Covanta Niagara, LP | American Ref-Fuel 2 | A | 24010 | Niagara | Niagara | NY | 1993-05-01 | 25 | 19.6 | 19.6 | 15.85 | 15.2 |  | Steam Turbine (Fossil) | Refuse
R1134 | Emera Energy Services, Inc | Lockport | A | 23791 | Lockport | Niagara | NY | 1992-07-01 | 221.3 | 225.2 | 261.7 | 208 | 232.1 | YES | Combined Cycle | Natural Gas | No. 2 Fuel Oil | 147.6018 |  | 0.076139 | 65387.5974 | 0.065388
R1229 | Erie Blvd. Hydro - NYS Barge | Hydraulic Race | A | 23848 | Lockport | Niagara | NY | 1942-01-01 | 4.68 | 3.1 | 3.1 | 4.7 | 4.7 |  | Conventional Hydro | Water |  | 9.3107 |  | 0.22711 | 93.1067 | 9.3107e-05
R1312 | Erie Wind, LLC | Erie Wind | A | 323693 | Lackawanna | Erie | NY | 2012-02-01 | 15 | 0 | 0 | 0 | 0 |  | Wind Turbine | Wind |  | 36.8374 |  | 0.28035 | 331.5365 | 0.00033154
R1313 | Exelon Generation Company, LLC | Chaffee | A | 323603 | Chaffee | Erie | NY | 2007-08-09 | 6.4 | 6.4 | 6.4 | 6.4 | 6.4 |  | Internal Combustion | Bio Gas |  | 50.7262 |  | 0.90479 | 557.9884 | 0.00055799
R1350 | Indeck-Olean LP | Indeck-Olean | A | 23982 | Olean | Cattaraugus | NY | 1993-12-01 | 90.6 | 79.4 | 88.5 | 78.7 | 87.8 | YES | Combined Cycle | Natural Gas | No. 2 Fuel Oil | 83.1057 |  | 0.10471 | 36815.8295 | 0.036816
R1352 | Indeck-Yerkes LP | Indeck-Yerkes | A | 23781 | Tonawanda | Erie | NY | 1990-02-01 | 59.9 | 49.7 | 60.5 | 47.7 | 56.7 | YES | Combined Cycle | Natural Gas | No. 2 Fuel Oil | 48.7513 |  | 0.092909 | 21596.8392 | 0.021597
R1354 | Innovative Energy Systems, Inc. | Chautauqua LFGE | A | 323629 | Jamestown | Chautauqua | NY | 2010-02-12 | 9.6 | 0 | 0 | 0 | 0 |  | Internal Combustion | Bio Gas |  | 42.6382 |  | 0.50702 | 469.02 | 0.00046902
R1361 | Jamestown Board of Public Utilities | Jamestown 5 | A | 1658 | Jamestown | Chautauqua | NY | 1951-08-01 | 28.7 | 23 | 23 | 22 | 21.378 |  | Steam Turbine (Fossil) | Natural Gas | Bituminous Coal | 17.4367 |  | 0.069355 | 7724.4537 | 0.0077245
R1362 | Jamestown Board of Public Utilities | Jamestown 6 | A | 1658 | Jamestown | Chautauqua | NY | 1968-08-01 | 25 | 22.4 | 22.4 | 19.1 | 18.622 |  | Steam Turbine (Fossil) | Natural Gas | Bituminous Coal | 17.0532 |  | 0.077869 | 7554.5897 | 0.0075546
R1363 | Jamestown Board of Public Utilities | Jamestown 7 | A | 1659 | Jamestown | Chautauqua | NY | 2002-01-01 | 47.3 | 40 | 40 | 39 | 45.2 |  | Combustion Turbine | Natural Gas |  | 121.3273 |  | 0.29281 | 53747.9806 | 0.053748
R1440 | Model City Energy LLC | Model City Energy | A | 24167 | Lewiston | Niagara | NY | 2001-06-01 | 5.6 | 5.6 | 5.6 | 5.6 | 5.6 |  | Internal Combustion | Bio Gas |  | 39.5608 |  | 0.80644 | 435.1684 | 0.00043517
R1441 | Modern Innovative Energy, LLC | Modern LF | A | 323580 | Lewiston | Niagara | NY | 2006-02-01 | 6.4 | 6.4 | 6.4 | 6.4 | 6.4 |  | Internal Combustion | Bio Gas |  | 21.4321 |  | 0.38228 | 235.7534 | 0.00023575
R1472 | New York Power Authority | Lewiston PS (Fleet) | A | 23760 | Niagara Falls | Niagara | NY | 1961-01-01 | 240 | 240 | 240 | 240 | 240 |  | Pumped Storage Hydro | Water |  | 443.854 |  | 0.21112 | 4438.54 | 0.0044385
R1473 | New York Power Authority | Moses Niagara (Fleet) | A | 23760 | Niagara Falls | Niagara | NY | 1961-01-01 | 2860 | 2460 | 2460 | 2435 | 2435 |  | Conventional Hydro | Water |  | 15785.728 |  | 0.63008 | 157857.28 | 0.15786
R1524 | Niagara Mohawk Power Corp. | General Mills Inc | A | 23808 | Buffalo | Erie | NY | 1988-12-01 | 3.8 | 3.8 | 5 | 0 | 0 |  | Combustion Turbine | Natural Gas |  | 2.7904 |  | 0.083826 | 1236.1472 | 0.0012361
R1533 | Niagara Mohawk Power Corp. | Allied Frozen Storage | A | 23774 | Cheektowaga | Erie | NY | 2008-05-01 | 0.1 | 0 | 0 | 0 | 0 |  | Internal Combustion | Natural Gas |  | 0.014 |  | 0.015982 | 6.202 | 6.202e-06
R1544 | Niagara Mohawk Power Corp. | Burt Dam Hydro | A | 23774 | Burt | Niagara | NY | 1987-12-01 | 0.6 | 0 | 0 | 0 | 0 |  | Conventional Hydro | Water |  | 1.844 |  | 0.35084 | 18.44 | 1.844e-05
R1552 | Niagara Mohawk Power Corp. | Cal Ban Power | A | 23774 | Allegany | Allegany | NY | 1995-06-01 | 0.1 | 0 | 0 | 0 | 0 |  | Internal Combustion | Natural Gas
R1582 | Niagara Mohawk Power Corp. | Hydrocarbon-Algny | A | 23774 | Allegany | Allegany | NY | 1992-12-01 | 0.2 | 0 | 0 | 0 | 0 |  | Internal Combustion | Natural Gas
R1586 | Niagara Mohawk Power Corp. | Laidlaw Energy | A | 23774 | Ellicottville | Cattaraugus | NY | 1991-07-01 | 3.4 | 0 | 0 | 0 | 0 |  | Combustion Turbine | Natural Gas
R1587 | Niagara Mohawk Power Corp. | Laidlaw Energy | A | 23774 | Ellicottville | Cattaraugus | NY | 1991-07-01 | 2.4 | 0 | 0 | 0 | 0 |  | Steam Turbine (Fossil) | Natural Gas
R1610 | Niagara Mohawk Power Corp. | Sustainable Bioelectric LLC | A | 23774 | Wheatfield | Niagara | NY | 2014-03-01 | 0.6 | 0 | 0 | 0 | 0 |  | Internal Combustion | Bio Gas |  | 0.798 |  | 0.15183 | 8.778 | 8.778e-06
R1626 | Niagara Wind Power, LLC | Steel Wind | A | 323596 | Lackawanna | Erie | NY | 2007-01-23 | 20 | 0 | 0 | 0 | 0 |  | Wind Turbine | Wind |  | 51.8033 |  | 0.29568 | 466.23 | 0.00046623
R1630 | Noble Bliss Windpark, LLC | Bliss Wind Power | A | 323608 | Bliss | Wyoming | NY | 2008-03-20 | 100.5 | 100.5 | 100.5 | 100.5 | 100.5 |  | Wind Turbine | Wind |  | 210.4364 |  | 0.23903 | 1893.9272 | 0.0018939
R1696 | Somerset Operating Company, LLC | Somerset | A | 23543 | Somerset | Niagara | NY | 1984-08-01 | 655.1 | 686.5 | 686.5 | 685.9 | 691.5 |  | Steam Turbine (Fossil) | Bituminous Coal |  | 347.288 |  | 0.060517 | 347288 | 0.34729
Totals | [8 empty] | 4525.78 | [8 empty] | 17707.5513 |  |  | 718078.9834 | 0.71808

## Zone B
Line No. | Billing Org | Station Unit | Zone | PTID | Town | Cnty | St | YYY-MM-DD | Nameplate MW | CRIS SUM MW | CRIS WIN MW | CAPABILITY SUM MW | CAPABILITY WIN MW | DUAL | Unit Type | Fuel Type 1 | Fuel Type 2 | 2017 GWh | Notes | Capacity | CO2 Emissions MTCO2 | CO2 Emissions MMTCO2
R1230 | Erie Blvd. Hydro - Oak Orchard | Glenwood 1 | B | 24046 | Medina | Orleans | NY | 1950-01-01 | 0.5 | 0.5 | 0.5 | 0.5 | 0.5 |  | Conventional Hydro | Water |  | 2.9653 |  | 0.67702 | 29.6533 | 2.9653e-05
R1231 | Erie Blvd. Hydro - Oak Orchard | Glenwood 2 | B | 24046 | Medina | Orleans | NY | 1950-01-01 | 0.5 | 0.5 | 0.5 | 0.5 | 0.5 |  | Conventional Hydro | Water |  | 3.2233 |  | 0.73592 | 32.2331 | 3.2233e-05
R1232 | Erie Blvd. Hydro - Oak Orchard | Glenwood 3 | B | 24046 | Medina | Orleans | NY | 1950-01-01 | 0.5 | 0.5 | 0.5 | 0.5 | 0.5 |  | Conventional Hydro | Water |  | 3.0929 |  | 0.70615 | 30.9293 | 3.0929e-05
R1233 | Erie Blvd. Hydro - Oak Orchard | Oak Orchard | B | 24046 | Waterport | Orleans | NY | 1941-01-01 | 0.35 | 0.3 | 0.3 | 0.35 | 0.35 |  | Conventional Hydro | Water
R1234 | Erie Blvd. Hydro - Oak Orchard | Waterport 1 | B | 24046 | Waterport | Orleans | NY | 1941-01-01 | 2.25 | 1.6 | 1.6 | 2.25 | 2.25 |  | Conventional Hydro | Water |  | 9.511 |  | 0.48255 | 95.1101 | 9.511e-05
R1235 | Erie Blvd. Hydro - Oak Orchard | Waterport 2 | B | 24046 | Waterport | Orleans | NY | 1968-01-01 | 2.45 | 1.8 | 1.8 | 2.45 | 2.45 |  | Conventional Hydro | Water |  | 9.1934 |  | 0.42836 | 91.934 | 9.1934e-05
R1318 | Exelon Generation Company, LLC | Mill Seat | B | 323607 | Riga | Monroe | NY | 2007-07-20 | 6.4 | 6.4 | 6.4 | 6.4 | 6.4 |  | Internal Combustion | Bio Gas |  | 52.4642 |  | 0.93579 | 577.1062 | 0.00057711
R1319 | Exelon Generation Company, LLC | Monroe Livingston | B | 24207 | Scottsville | Monroe | NY | 1988-11-01 | 2.4 | 2.4 | 2.4 | 2.4 | 2.4 |  | Internal Combustion | Bio Gas |  | 7.5846 |  | 0.36076 | 83.4302 | 8.343e-05
R1321 | Exelon Generation Company, LLC | Synergy Biogas | B | 323694 | Wyoming | Wyoming | NY | 2012-09-01 | 2 | 2 | 2 | 0 | 0 |  | Internal Combustion | Bio Gas |  | 5.004 |  | 0.28561 | 55.0437 | 5.5044e-05
R1359 | Innovative Energy Systems, Inc. | Hyland LFGE | B | 323620 | Angelica | Allegany | NY | 2008-09-08 | 4.8 | 4.8 | 4.8 | 4.8 | 4.8 |  | Internal Combustion | Bio Gas |  | 38.0771 |  | 0.90556 | 418.848 | 0.00041885
R1618 | Niagara Mohawk Power Corp. | United States Gypsum | B | 23774 | Batavia | Genesee | NY | 2009-11-01 | 5.8 | 0 | 0 | 0 | 0 |  | Cogeneration | Natural Gas |  | 1.095 |  | 0.021552 | 485.085 | 0.00048509
R1662 | R.E. Ginna Nuclear Power Plant, LLC | R. E. Ginna | B | 23603 | Ontario | Wayne | NY | 1970-07-01 | 614 | 582 | 582 | 580.6 | 581.1 |  | Steam (PWR Nuclear) | Uranium |  | 4655.157 |  | 0.86549 | 307240.362 | 0.30724
R1664 | Rochester Gas and Electric Corp. | Mills Mills | B | 5059 | Fillmore | Allegany | NY | 1906-07-01 | 0.2 | 0 | 0 | 0 | 0 |  | Conventional Hydro | Water
R1665 | Rochester Gas and Electric Corp. | Mt Morris | B | 5060 | Mt Morris | Livingston | NY | 1916-07-01 | 0.3 | 0 | 0 | 0 | 0 |  | Conventional Hydro | Water
R1666 | Rochester Gas and Electric Corp. | Station 2 1 | B | 23604 | Rochester | Monroe | NY | 1913-07-01 | 8.5 | 6.5 | 6.5 | 8.5 | 8.5 |  | Conventional Hydro | Water |  | 28.692 |  | 0.38533 | 286.92 | 0.00028692
R1667 | Rochester Gas and Electric Corp. | Station 26 1 | B | 23604 | Rochester | Monroe | NY | 1952-08-01 | 3 | 3 | 3 | 3 | 3 |  | Conventional Hydro | Water |  | 5.9444 |  | 0.2262 | 59.4441 | 5.9444e-05
R1668 | Rochester Gas and Electric Corp. | Station 5 1 | B | 23604 | Rochester | Monroe | NY | 1918-07-01 | 13.982 | 11.8 | 11.8 | 13.982 | 13.982 |  | Conventional Hydro | Water |  | 59.836 |  | 0.48853 | 598.36 | 0.00059836
R1669 | Rochester Gas and Electric Corp. | Station 5 2 | B | 23604 | Rochester | Monroe | NY | 1918-07-01 | 13.59 | 11.8 | 11.8 | 13.59 | 13.59 |  | Conventional Hydro | Water |  | 7.493 |  | 0.062941 | 74.93 | 7.493e-05
R1670 | Rochester Gas and Electric Corp. | Station 5 3 | B | 23604 | Rochester | Monroe | NY | 1918-07-01 | 18 | 16.5 | 16.5 | 18 | 18 |  | Conventional Hydro | Water |  | 76.946 |  | 0.48799 | 769.46 | 0.00076946
R1689 | Seneca Power Partners, L.P. | Allegany | B | 23514 | Hume | Allegany | NY | 1995-03-01 | 67 | 62.9 | 82.2 | 62.5 | 62 |  | Combined Cycle | Natural Gas |  | 33.141 |  | 0.056466 | 14681.463 | 0.014681
R1690 | Seneca Power Partners, L.P. | Batavia | B | 24024 | Batavia | Genesee | NY | 1992-06-01 | 67.3 | 57.1 | 71.7 | 48.8 | 59.6 |  | Combined Cycle | Natural Gas |  | 20.2012 |  | 0.034266 | 8949.1316 | 0.0089491
R1701 | Western New York Wind Corp. | Western NY Wind Power | B | 24143 | Wethersfield | Wyoming | NY | 2000-10-01 | 6.6 | 0 | 0 | 0 | 0 |  | Wind Turbine | Wind |  | 7.1404 |  | 0.1235 | 64.2638 | 6.4264e-05
Totals | [8 empty] | 840.422 | [8 empty] | 5026.7618 |  |  | 334623.7074 | 0.33462

## Zone C
Line No. | Billing Org | Station Unit | Zone | PTID | Town | Cnty | St | YYY-MM-DD | Nameplate MW | CRIS SUM MW | CRIS WIN MW | CAPABILITY SUM MW | CAPABILITY WIN MW | DUAL | Unit Type | Fuel Type 1 | Fuel Type 2 | 2017 GWh | Notes | Capacity | CO2 Emissions MTCO2 | CO2 Emissions MMTCO2
R1066 | Binghamton BOP, LLC | Binghamton | C | 23790 | Binghamton | Broome | NY | 2001-03-01 | 47.7 | 43.8 | 57.2 | 0 | 0 | YES | Combined Cycle | Natural Gas | Kerosene | 3.8051 | ( 1 ) ( R ) | 0.0091063 | 1685.6566 | 0.0016857
R1077 | Canandaigua Power Partners, LLC | Canandaigua Wind Power | C | 323617 | Avoca | Steuben | NY | 2008-12-05 | 125 | 125 | 125 | 125 | 125 |  | Wind Turbine | Wind |  | 264.6489 |  | 0.24169 | 2381.8401 | 0.0023818
R1078 | Canastota Windpower LLC | Fenner Wind Power | C | 24204 | Fenner | Madison | NY | 2001-12-01 | 30 | 0 | 0 | 0 | 0 |  | Wind Turbine | Wind |  | 44.4445 |  | 0.16912 | 400.0004 | 0.0004
R1079 | Carr Street Generating Station LP | Carr St.-E. Syr | C | 24060 | Dewitt | Onondaga | NY | 1993-08-01 | 122.6 | 89 | 116.8 | 92.7 | 106.1 | YES | Combined Cycle | Natural Gas | No. 2 Fuel Oil | 85.9993 |  | 0.080076 | 38097.6837 | 0.038098
R1081 | Cayuga Operating Company, LLC | Cayuga 1 | C | 23584 | Lansing | Tompkins | NY | 1955-09-01 | 155.3 | 154.1 | 154.1 | 153.9 | 151.2 |  | Steam Turbine (Fossil) | Bituminous Coal |  | 159.6817 |  | 0.11738 | 159681.68 | 0.15968
R1082 | Cayuga Operating Company, LLC | Cayuga 2 | C | 23585 | Lansing | Tompkins | NY | 1958-10-01 | 167.2 | 154.7 | 154.7 | 139.6 | 158 |  | Steam Turbine (Fossil) | Bituminous Coal |  | 60.4786 |  | 0.041292 | 60478.64 | 0.060479
R1083 | Cayuga Operating Company, LLC | Cayuga IC 1 | C | 23629 | Lansing | Tompkins | NY | 1967-08-01 | 2.8 | 0 | 0 | 0 | 0 |  | Internal Combustion | No. 2 Fuel Oil
R1084 | Cayuga Operating Company, LLC | Cayuga IC 2 | C | 23629 | Lansing | Tompkins | NY | 1967-08-01 | 2.8 | 0 | 0 | 0 | 0 |  | Internal Combustion | No. 2 Fuel Oil
R1111 | Consolidated Edison Energy, Inc. | Broome 2 LFGE | C | 323671 | Binghamton | Broome | NY | 2013-01-31 | 2.1 | 2 | 2 | 2 | 2 |  | Internal Combustion | Bio Gas |  | 17.7299 |  | 0.96379 | 195.0286 | 0.00019503
R1126 | Dynegy Marketing and Trade, LLC | Independence | C | 23970 | Scriba | Oswego | NY | 1994-11-01 | 1254 | 956.4 | 1130.9 | 1002 | 1212 |  | Combined Cycle | Natural Gas |  | 4298.002 |  | 0.39126 | 1904014.886 | 1.904
R1135 | Emera Energy U.S. Subsidiary No. 1, Inc. | Greenidge 4 | C | 23583 | Torrey | Yates | NY | 1953-12-01 | 112.5 | 106.3 | 106.3 | 104.3 | 104 |  | Steam Turbine (Fossil) | Natural Gas | Wood | 165.1992 | ( 3 ) ( D ) | 0.16763 | 73183.2292 | 0.073183
R1257 | Erie Blvd. Hydro - Seneca Oswego | Baldwinsville 1 | C | 24041 | Baldwinsville | Onondaga | NY | 1927-01-01 | 0.32 | 0.2 | 0.2 | 0.33195 | 0.33195 |  | Conventional Hydro | Water |  | 2.0818 |  | 0.74265 | 20.8179 | 2.0818e-05
R1258 | Erie Blvd. Hydro - Seneca Oswego | Baldwinsville 2 | C | 24041 | Baldwinsville | Onondaga | NY | 1927-01-01 | 0.32 | 0.2 | 0.2 | 0.33195 | 0.33195 |  | Conventional Hydro | Water |  | 0.88746 |  | 0.31659 | 8.8746 | 8.8746e-06
R1259 | Erie Blvd. Hydro - Seneca Oswego | Fulton 1 | C | 24041 | Fulton | Oswego | NY | 1924-01-01 | 0.8 | 0.8 | 0.8 | 0.8 | 0.8 |  | Conventional Hydro | Water |  |  | ( 4 ) ( D )
R1260 | Erie Blvd. Hydro - Seneca Oswego | Fulton 2 | C | 24041 | Fulton | Oswego | NY | 1928-01-01 | 0.45 | 0.4 | 0.4 | 0.45 | 0.45 |  | Conventional Hydro | Water |  |  | ( 5 ) ( D )
R1261 | Erie Blvd. Hydro - Seneca Oswego | Granby 1 | C | 24041 | Granby | Oswego | NY | 1983-05-01 | 5 | 5.1 | 5.1 | 5.1868 | 5.1868 |  | Conventional Hydro | Water |  | 25.4703 |  | 0.58151 | 254.7026 | 0.0002547
R1262 | Erie Blvd. Hydro - Seneca Oswego | Granby 2 | C | 24041 | Granby | Oswego | NY | 1983-05-01 | 5 | 5.1 | 5.1 | 5.1868 | 5.1868 |  | Conventional Hydro | Water |  | 26.5299 |  | 0.6057 | 265.2986 | 0.0002653
R1263 | Erie Blvd. Hydro - Seneca Oswego | Minetto 2 | C | 24041 | Minetto | Oswego | NY | 1915-01-01 | 1.6 | 1.5 | 1.5 | 1.6598 | 1.6598 |  | Conventional Hydro | Water |  | 8.5659 |  | 0.61115 | 85.6591 | 8.5659e-05
R1264 | Erie Blvd. Hydro - Seneca Oswego | Minetto 3 | C | 24041 | Minetto | Oswego | NY | 1915-01-01 | 1.6 | 1.5 | 1.5 | 1.6598 | 1.6598 |  | Conventional Hydro | Water |  | 8.736 |  | 0.62329 | 87.3601 | 8.736e-05
R1265 | Erie Blvd. Hydro - Seneca Oswego | Minetto 4 | C | 24041 | Minetto | Oswego | NY | 1915-01-01 | 1.6 | 1.5 | 1.5 | 1.6598 | 1.6598 |  | Conventional Hydro | Water |  | 6.9818 |  | 0.49813 | 69.8181 | 6.9818e-05
R1266 | Erie Blvd. Hydro - Seneca Oswego | Minetto 5 | C | 24041 | Minetto | Oswego | NY | 1975-01-01 | 1.6 | 1.5 | 1.5 | 1.6598 | 1.6598 |  | Conventional Hydro | Water |  | 6.4824 |  | 0.4625 | 64.824 | 6.4824e-05
R1267 | Erie Blvd. Hydro - Seneca Oswego | Minetto 6 | C | 24041 | Minetto | Oswego | NY | 1975-01-01 | 1.6 | 1.5 | 1.5 | 1.6598 | 1.6598 |  | Conventional Hydro | Water |  | 7.1939 |  | 0.51326 | 71.9392 | 7.1939e-05
R1268 | Erie Blvd. Hydro - Seneca Oswego | Oswego Falls E 1 | C | 24041 | Oswego | Oswego | NY | 1914-01-01 | 1.53 | 1.5 | 1.5 | 1.5872 | 1.5872 |  | Conventional Hydro | Water |  | 9.1156 |  | 0.68012 | 91.1557 | 9.1156e-05
R1269 | Erie Blvd. Hydro - Seneca Oswego | Oswego Falls E 2 | C | 24041 | Oswego | Oswego | NY | 1914-01-01 | 1.53 | 1.5 | 1.5 | 1.5872 | 1.5872 |  | Conventional Hydro | Water |  | 8.6529 |  | 0.64561 | 86.5292 | 8.6529e-05
R1270 | Erie Blvd. Hydro - Seneca Oswego | Oswego Falls E 3 | C | 24041 | Oswego | Oswego | NY | 1914-01-01 | 1.53 | 1.5 | 1.5 | 1.5872 | 1.5872 |  | Conventional Hydro | Water |  | 10.0391 |  | 0.74903 | 100.391 | 0.00010039
R1271 | Erie Blvd. Hydro - Seneca Oswego | Oswego Falls W 4 | C | 24041 | Oswego | Oswego | NY | 1914-01-01 | 0.9 | 1 | 1 | 0.93362 | 0.93362 |  | Conventional Hydro | Water |  | 5.0649 |  | 0.64242 | 50.6486 | 5.0649e-05
R1272 | Erie Blvd. Hydro - Seneca Oswego | Oswego Falls W 5 | C | 24041 | Oswego | Oswego | NY | 1914-01-01 | 0.9 | 1 | 1 | 0.93362 | 0.93362 |  | Conventional Hydro | Water |  | 4.8083 |  | 0.60988 | 48.0833 | 4.8083e-05
R1273 | Erie Blvd. Hydro - Seneca Oswego | Oswego Falls W 6 | C | 24041 | Oswego | Oswego | NY | 2007-01-01 | 0.5 | 0.5 | 0.5 | 0.51868 | 0.51868 |  | Conventional Hydro | Water |  | 1.3798 |  | 0.31503 | 13.7981 | 1.3798e-05
R1274 | Erie Blvd. Hydro - Seneca Oswego | Oswego Falls W 7 | C | 24041 | Oswego | Oswego | NY | 2007-01-01 | 0.5 | 0.5 | 0.5 | 0.51868 | 0.51868 |  | Conventional Hydro | Water |  | 1.104 |  | 0.25206 | 11.0403 | 1.104e-05
R1275 | Erie Blvd. Hydro - Seneca Oswego | Varick 2 | C | 24041 | Oswego | Oswego | NY | 1926-01-01 | 2.2 | 1.9 | 1.9 | 2.2822 | 2.2822 |  | Conventional Hydro | Water |  | 8.8959 |  | 0.4616 | 88.959 | 8.8959e-05
R1276 | Erie Blvd. Hydro - Seneca Oswego | Varick 3 | C | 24041 | Oswego | Oswego | NY | 1926-01-01 | 2.2 | 2.1 | 2.1 | 2.2822 | 2.2822 |  | Conventional Hydro | Water |  | 6.5673 |  | 0.34077 | 65.6733 | 6.5673e-05
R1277 | Erie Blvd. Hydro - Seneca Oswego | Varick 4 | C | 24041 | Oswego | Oswego | NY | 1926-01-01 | 2.2 | 1.9 | 1.9 | 2.2822 | 2.2822 |  | Conventional Hydro | Water |  | 5.8846 |  | 0.30535 | 58.8463 | 5.8846e-05
R1278 | Erie Blvd. Hydro - Seneca Oswego | Varick 5 | C | 24041 | Oswego | Oswego | NY | 1926-01-01 | 2.2 | 1.9 | 1.9 | 2.2822 | 2.2822 |  | Conventional Hydro | Water |  | 8.7186 |  | 0.4524 | 87.1862 | 8.7186e-05
R1279 | Erie Blvd. Hydro - South Salmon | Bennetts Bridge 1 | C | 24043 | Altmar | Oswego | NY | 1964-01-01 | 6.375 | 7 | 7 | 6.375 | 6.375 |  | Conventional Hydro | Water |  | 11.5331 |  | 0.20652 | 115.3309 | 0.00011533
R1280 | Erie Blvd. Hydro - South Salmon | Bennetts Bridge 2 | C | 24043 | Altmar | Oswego | NY | 1966-01-01 | 6.375 | 7 | 7 | 6.375 | 6.375 |  | Conventional Hydro | Water |  | 18.8475 |  | 0.3375 | 188.4749 | 0.00018847
R1281 | Erie Blvd. Hydro - South Salmon | Bennetts Bridge 3 | C | 24043 | Altmar | Oswego | NY | 1970-01-01 | 7 | 7.7 | 7.7 | 7 | 7 |  | Conventional Hydro | Water |  | 38.0343 |  | 0.62026 | 380.3426 | 0.00038034
R1282 | Erie Blvd. Hydro - South Salmon | Bennetts Bridge 4 | C | 24043 | Altmar | Oswego | NY | 1970-01-01 | 7 | 7.7 | 7.7 | 7 | 7 |  | Conventional Hydro | Water |  | 45.7477 |  | 0.74605 | 457.4771 | 0.00045748
R1283 | Erie Blvd. Hydro - South Salmon | Lighthouse Hill 1 | C | 24043 | Altmar | Oswego | NY | 1930-01-01 | 3.75 | 4.1 | 4.1 | 3.75 | 3.75 |  | Conventional Hydro | Water |  | 18.148 |  | 0.55245 | 181.4797 | 0.00018148
R1284 | Erie Blvd. Hydro - South Salmon | Lighthouse Hill 2 | C | 24043 | Altmar | Oswego | NY | 1930-01-01 | 3.75 | 4.1 | 4.1 | 3.75 | 3.75 |  | Conventional Hydro | Water |  | 11.2438 |  | 0.34228 | 112.4381 | 0.00011244
R1314 | Exelon Generation Company, LLC | High Acres 1 | C | 23767 | Fairport | Wayne | NY | 1991-06-01 | 3.2 | 3.2 | 3.2 | 3.2 | 3.2 |  | Internal Combustion | Bio Gas |  | 24.28 |  | 0.86615 | 267.08 | 0.00026708
R1315 | Exelon Generation Company, LLC | High Acres 2 | C | 23767 | Fairport | Wayne | NY | 2008-02-28 | 6.4 | 6.4 | 6.4 | 6.4 | 6.4 |  | Internal Combustion | Bio Gas |  | 48.158 |  | 0.85898 | 529.738 | 0.00052974
R1316 | Exelon Generation Company, LLC | James A. FitzPatrick | C | 23598 | Scriba | Oswego | NY | 1975-07-01 | 882 | 858.9 | 858.9 | 848.1 | 850.3 |  | Steam (BWR Nuclear) | Uranium |  | 6174.2552 |  | 0.79912 | 407500.8432 | 0.4075
R1347 | Howard Wind LLC | Howard Wind | C | 323690 | Howard | Steuben | NY | 2011-12-01 | 55.4 | 57.4 | 57.4 | 55.4 | 55.4 |  | Wind Turbine | Wind |  | 133.8732 |  | 0.27585 | 1204.8588 | 0.0012049
R1348 | Indeck Energy Services of Silver Springs | Indeck-Silver Springs | C | 23768 | Silver Springs | Wyoming | NY | 1991-04-01 | 56.6 | 51.5 | 66.1 | 49.1 | 62.5 | YES | Combined Cycle | Natural Gas | No. 2 Fuel Oil | 54.5746 |  | 0.11007 | 24176.5434 | 0.024177
R1351 | Indeck-Oswego LP | Indeck-Oswego | C | 23783 | Oswego | Oswego | NY | 1990-05-01 | 57.4 | 51.6 | 66.7 | 48.9 | 61.4 | YES | Combined Cycle | Natural Gas | No. 2 Fuel Oil | 55.8175 |  | 0.11101 | 24727.1702 | 0.024727
R1353 | Innovative Energy Systems, Inc. | Auburn LFG | C | 323710 | Auburn | Cayuga | NY | 2010-01-01 | 2.1 | 0 | 0 | 0 | 0 |  | Internal Combustion | Bio Gas |  |  | ( 8 ) ( R )
R1360 | Innovative Energy Systems, Inc. | Steuben County LF | C | 323667 | Bath | Steuben | NY | 2012-08-01 | 3.2 | 3.2 | 3.2 | 3.2 | 3.2 |  | Internal Combustion | Bio Gas |  | 15.5837 |  | 0.55592 | 171.4202 | 0.00017142
R1439 | Marsh Hill Energy LLC | Marsh Hill Wind Farm | C | 323713 | Jasper | Steuben | NY | 2014-12-01 | 16.2 | 0 | 0 | 0 | 0 |  | Wind Turbine | Wind |  | 48.8139 |  | 0.34397 | 439.3254 | 0.00043933
R1483 | New York State Elec. & Gas Corp. | AA Dairy | C | 5013 | Ithaca | Tompkins | NY | 1998-06-01 | 0.1 | 0 | 0 | 0 | 0 |  | Internal Combustion | Bio Gas
R1488 | New York State Elec. & Gas Corp. | Auburn - Mill St. | C | 5014 | Auburn | Cayuga | NY | 1981-10-01 | 0.4 | 0 | 0 | 0 | 0 |  | Conventional Hydro | Water
R1489 | New York State Elec. & Gas Corp. | Auburn - No. Div.St | C | 5015 | Auburn | Cayuga | NY | 1992-12-01 | 0.8 | 0 | 0 | 0 | 0 |  | Conventional Hydro | Water
R1490 | New York State Elec. & Gas Corp. | Auburn - State St. | C | 24147 | Auburn | Cayuga | NY | 1995-01-01 | 7.4 | 5.8 | 8.2 | 3.7 | 7.3 |  | Combustion Turbine | Natural Gas |  | 0.101 |  | 0.0015581 | 44.743 | 4.4743e-05
R1491 | New York State Elec. & Gas Corp. | Broome LFGE | C | 323600 | Binghamton | Broome | NY | 2007-09-01 | 2.4 | 2.1 | 2.1 | 2.1 | 2.1 |  | Internal Combustion | Bio Gas |  | 9.5865 |  | 0.45598 | 105.4515 | 0.00010545
R1495 | New York State Elec. & Gas Corp. | Montville Falls | C | 5019 | Moravia | Cayuga | NY | 1992-08-01 | 0.2 | 0 | 0 | 0 | 0 |  | Conventional Hydro | Water
R1496 | New York State Elec. & Gas Corp. | Waterloo 2 | C | 5020 | Waterloo | Seneca | NY | 1998-06-01 | 0.534 | 0 | 0 | 0 | 0 |  | Conventional Hydro | Water
R1497 | New York State Elec. & Gas Corp. | Waterloo 3 | C | 5021 | Waterloo | Seneca | NY | 1998-06-01 | 0.533 | 0 | 0 | 0 | 0 |  | Conventional Hydro | Water
R1498 | New York State Elec. & Gas Corp. | Waterloo 4 | C | 5022 | Waterloo | Seneca | NY | 1998-06-01 | 0.533 | 0 | 0 | 0 | 0 |  | Conventional Hydro | Water
R1528 | Niagara Mohawk Power Corp. | Onondaga County | C | 23987 | North Syracuse | Onondaga | NY | 1994-12-01 | 39.5 | 32.6 | 32.6 | 0 | 0 |  | Steam Turbine (Fossil) | Refuse |  | 221.7937 |  | 0.64099 | 5101.2562 | 0.0051013
R1557 | Niagara Mohawk Power Corp. | City of Oswego (High Dam) | C | 23634 | Oswego | Oswego | NY | 1994-02-01 | 11.9 | 0 | 0 | 0 | 0 |  | Conventional Hydro | Water |  | 50.59 |  | 0.4853 | 505.9 | 0.0005059
R1595 | Niagara Mohawk Power Corp. | Nottingham High School | C | 23634 | Syracuse | Onondaga | NY | 1988-06-01 | 0.2 | 0 | 0 | 0 | 0 |  | Cogeneration | Natural Gas
R1598 | Niagara Mohawk Power Corp. | Onondaga Energy Partners | C | 23634 | Onondaga | Onondaga | NY | 1987-12-01 | 1.4 | 0 | 0 | 0 | 0 |  | Internal Combustion | Bio Gas
R1599 | Niagara Mohawk Power Corp. | Oswego County | C | 23634 | Oswego | Oswego | NY | 1986-03-01 | 3.6 | 0 | 0 | 0 | 0 |  | Steam Turbine (Fossil) | Refuse |  | 4.709 |  | 0.14932 | 108.307 | 0.00010831
R1600 | Niagara Mohawk Power Corp. | Oswego Hydro Partners LP | C | 23634 | Phoenix | Oswego | NY | 1990-12-01 | 3.4 | 0 | 0 | 0 | 0 |  | Conventional Hydro | Water |  | 11.495 |  | 0.38595 | 114.95 | 0.00011495
R1604 | Niagara Mohawk Power Corp. | Seneca Limited | C | 23634 | Syracuse | Onondaga | NY | 1985-12-01 | 0.2 | 0 | 0 | 0 | 0 |  | Conventional Hydro | Water
R1625 | Niagara Mohawk Power Corp. | Wave Hydro LLC | C | 23634 | Baldwinsville | Onondaga | NY | 2010-02-07 | 0.823 | 0 | 0 | 0 | 0 |  | Conventional Hydro | Water |  | 0.291 |  | 0.040364 | 2.91 | 2.91e-06
R1627 | Nine Mile Point Nuclear Station, LLC | Nine Mile Point 1 | C | 23575 | Scriba | Oswego | NY | 1969-11-01 | 641.8 | 630.5 | 630.5 | 624.9 | 627.2 |  | Steam (BWR Nuclear) | Uranium |  | 5024.3646 |  | 0.89367 | 331608.0662 | 0.33161
R1628 | Nine Mile Point Nuclear Station, LLC | Nine Mile Point 2 | C | 23744 | Scriba | Oswego | NY | 1988-08-01 | 1399 | 1246.6 | 1246.6 | 1291.7 | 1302.7 |  | Steam (BWR Nuclear) | Uranium |  | 11016.4097 |  | 0.89891 | 727083.0402 | 0.72708
R1634 | Noble Wethersfield Windpark, LLC | Wethersfield Wind Power | C | 323626 | Wethersfield | Wyoming | NY | 2008-12-11 | 126 | 126 | 126 | 126 | 126 |  | Wind Turbine | Wind |  | 272.087 |  | 0.24651 | 2448.783 | 0.0024488
R1652 | NRG Power Marketing LLC | Oswego 5 | C | 23606 | Oswego | Oswego | NY | 1976-02-01 | 901.8 | 850.3 | 850.3 | 821.5 | 825.5 |  | Steam Turbine (Fossil) | No. 6 Fuel Oil |  | 18.093 |  | 0.0022903 | 13443.099 | 0.013443
R1653 | NRG Power Marketing LLC | Oswego 6 | C | 23613 | Oswego | Oswego | NY | 1980-07-01 | 901.8 | 835.2 | 835.2 | 816.5 | 828.7 | YES | Steam Turbine (Fossil) | No. 6 Fuel Oil | Natural Gas | 21.58 |  | 0.0027317 | 16033.94 | 0.016034
R1654 | NRG Power Marketing LLC | Oswego IC 1 | C | 5052 | Oswego | Oswego | NY | 1967-08-01 | 0.7 | 0 | 0 | 0 | 0 |  | Internal Combustion | No. 2 Fuel Oil
R1655 | NRG Power Marketing LLC | Oswego IC 2 | C | 5053 | Oswego | Oswego | NY | 1976-02-01 | 0.8 | 0 | 0 | 0 | 0 |  | Internal Combustion | No. 2 Fuel Oil
R1656 | NRG Power Marketing LLC | Oswego IC 3 | C | 5054 | Oswego | Oswego | NY | 1980-07-01 | 0.8 | 0 | 0 | 0 | 0 |  | Internal Combustion | No. 2 Fuel Oil
R1680 | SBF New York, LLC | Syracuse | C | 23985 | Syracuse | Onondaga | NY | 1993-09-01 | 102.7 | 86.8 | 107.3 | 83.3 | 97.1 | YES | Combined Cycle | Natural Gas | No. 2 Fuel Oil | 20.5675 |  | 0.022862 | 9111.3936 | 0.0091114
R1683 | Seneca Energy II, LLC | Ontario LFGE | C | 23819 | Canandaigua | Ontario | NY | 2003-12-01 | 11.2 | 7.6 | 7.6 | 11.2 | 11.2 |  | Internal Combustion | Bio Gas |  | 67.2348 |  | 0.68529 | 739.5826 | 0.00073958
R1684 | Seneca Energy II, LLC | Seneca Energy 1 | C | 23797 | Seneca Falls | Seneca | NY | 1996-03-01 | 8.8 | 8.8 | 8.8 | 8.8 | 8.8 |  | Internal Combustion | Bio Gas |  | 121.9829 | ( G ) |  | 1341.8116 | 0.0013418
R1685 | Seneca Energy II, LLC | Seneca Energy 2 | C | 23797 | Seneca Falls | Seneca | NY | 1997-08-01 | 8.8 | 8.8 | 8.8 | 8.8 | 8.8 |  | Internal Combustion | Bio Gas
R1686 | Seneca Falls Power Corp. | Seneca Falls 1 | C | 23627 | Seneca Falls | Seneca | NY | 1998-06-01 | 1.8 | 1.6 | 1.6 | 0 | 0 |  | Conventional Hydro | Water
R1687 | Seneca Falls Power Corp. | Seneca Falls 2 | C | 23627 | Seneca Falls | Seneca | NY | 1998-06-01 | 1.8 | 1.6 | 1.6 | 0 | 0 |  | Conventional Hydro | Water
R1688 | Seneca Falls Power Corp. | Seneca Falls 4 | C | 23627 | Seneca Falls | Seneca | NY | 1998-06-01 | 2 | 1.8 | 1.8 | 0 | 0 |  | Conventional Hydro | Water
R1695 | Sheldon Energy LLC | High Sheldon Wind Farm | C | 323625 | Sheldon | Wyoming | NY | 2009-02-01 | 118.1 | 112.5 | 112.5 | 118.1 | 118.1 |  | Wind Turbine | Wind |  | 268.4124 |  | 0.25945 | 2415.7118 | 0.0024157
R1698 | Stony Creek Energy LLC | Orangeville Wind Farm | C | 323706 | Orangeville | Wyoming | NY | 2013-12-01 | 93.9 | 94.4 | 94.4 | 93.9 | 93.9 |  | Wind Turbine | Wind |  | 279.869 |  | 0.34024 | 2518.821 | 0.0025188
Totals | [8 empty] | 7570.553 | [8 empty] | 29371.2272 |  |  | 3814930.539 | 3.8149

## Zone D
Line No. | Billing Org | Station Unit | Zone | PTID | Town | Cnty | St | YYY-MM-DD | Nameplate MW | CRIS SUM MW | CRIS WIN MW | CAPABILITY SUM MW | CAPABILITY WIN MW | DUAL | Unit Type | Fuel Type 1 | Fuel Type 2 | 2017 GWh | Notes | Capacity | CO2 Emissions MTCO2 | CO2 Emissions MMTCO2
R1113 | Consolidated Edison Energy, Inc. | Massena | D | 23902 | Massena | St Lawrence | NY | 1992-07-01 | 102.1 | 82.2 | 107.9 | 81.1 | 92.3 | YES | Combined Cycle | Natural Gas | No. 2 Fuel Oil | 4.978 |  | 0.0055658 | 2205.254 | 0.0022053
R1218 | Erie Blvd. Hydro - North Salmon | Allens Falls | D | 24042 | Allens Falls | St Lawrence | NY | 1927-01-01 | 4.4 | 5 | 5 | 4.4 | 4.4 |  | Conventional Hydro | Water |  | 17.3341 |  | 0.44972 | 173.341 | 0.00017334
R1219 | Erie Blvd. Hydro - North Salmon | Chasm 1 | D | 24042 | Chateaugay | Franklin | NY | 1913-01-01 | 1 | 1.1 | 1.1 | 1 | 1 |  | Conventional Hydro | Water |  | 7.2989 |  | 0.83321 | 72.9888 | 7.2989e-05
R1220 | Erie Blvd. Hydro - North Salmon | Chasm 2 | D | 24042 | Chateaugay | Franklin | NY | 1913-01-01 | 1 | 1.1 | 1.1 | 1 | 1 |  | Conventional Hydro | Water |  | 6.3515 |  | 0.72506 | 63.5155 | 6.3515e-05
R1221 | Erie Blvd. Hydro - North Salmon | Chasm 3 | D | 24042 | Chateaugay | Franklin | NY | 1926-01-01 | 1.35 | 1.6 | 1.6 | 1.35 | 1.35 |  | Conventional Hydro | Water |  | 7.4329 |  | 0.62852 | 74.3289 | 7.4329e-05
R1222 | Erie Blvd. Hydro - North Salmon | Franklin 1 | D | 24042 | Franklin | Franklin | NY | 1911-01-01 | 1.135 | 1.1 | 1.1 | 1.135 | 1.135 |  | Conventional Hydro | Water |  | 6.0684 |  | 0.61035 | 60.6843 | 6.0684e-05
R1223 | Erie Blvd. Hydro - North Salmon | Franklin 2 | D | 24042 | Franklin | Franklin | NY | 1926-01-01 | 1.135 | 1.1 | 1.1 | 1.135 | 1.135 |  | Conventional Hydro | Water |  | 6.4165 |  | 0.64535 | 64.1648 | 6.4165e-05
R1224 | Erie Blvd. Hydro - North Salmon | Macomb | D | 24042 | Malone | Franklin | NY | 1940-01-01 | 1 | 0.9 | 0.9 | 1 | 1 |  | Conventional Hydro | Water |  | 6.2682 |  | 0.71555 | 62.6824 | 6.2682e-05
R1225 | Erie Blvd. Hydro - North Salmon | Parishville | D | 24042 | Parishville | St Lawrence | NY | 1925-01-01 | 2.4 | 2.3 | 2.3 | 2.4 | 2.4 |  | Conventional Hydro | Water |  | 17.6471 |  | 0.83938 | 176.4711 | 0.00017647
R1226 | Erie Blvd. Hydro - North Salmon | Piercefield 1 | D | 24042 | Piercefield | St Lawrence | NY | 1957-01-01 | 1.5 | 1.6 | 1.6 | 1.5 | 1.5 |  | Conventional Hydro | Water |  | 11.4608 |  | 0.87221 | 114.6082 | 0.00011461
R1227 | Erie Blvd. Hydro - North Salmon | Piercefield 2 | D | 24042 | Piercefield | St Lawrence | NY | 1924-01-01 | 0.6 | 0.6 | 0.6 | 0.6 | 0.6 |  | Conventional Hydro | Water |  | 4.5132 |  | 0.85867 | 45.1315 | 4.5131e-05
R1228 | Erie Blvd. Hydro - North Salmon | Piercefield 3 | D | 24042 | Piercefield | St Lawrence | NY | 1924-01-01 | 0.6 | 0.6 | 0.6 | 0.6 | 0.6 |  | Conventional Hydro | Water |  | 3.0879 |  | 0.58751 | 30.8793 | 3.0879e-05
R1355 | Innovative Energy Systems, Inc. | Clinton LFGE | D | 323618 | Morrisonville | Clinton | NY | 2008-10-01 | 6.4 | 6.4 | 6.4 | 6.4 | 6.4 |  | Internal Combustion | Bio Gas |  | 30.8321 |  | 0.54994 | 339.1532 | 0.00033915
R1364 | Jericho Rise Wind Farm LLC | Jericho Rise Wind Farm | D | 323719 | Chateaugay | Franklin | NY | 2016-12-01 | 77.7 | 77.7 | 77.7 | 77.7 | 77.7 |  | Wind Turbine | Wind |  | 246.3 |  | 0.36186 | 2216.7 | 0.0022167
R1438 | Marble River LLC | Marble River Wind | D | 323696 | Ellenburg | Clinton | NY | 2012-07-01 | 215.2 | 215.2 | 215.2 | 215.2 | 215.2 |  | Wind Turbine | Wind |  | 542.1673 |  | 0.2876 | 4879.5055 | 0.0048795
R1476 | New York Power Authority | St Lawrence - FDR (Fleet) | D | 23600 | Massena | St Lawrence | NY | 1958-07-01 | 1088 | 856 | 856 | 856 | 827 |  | Conventional Hydro | Water |  | 7651.485 |  | 0.80281 | 76514.85 | 0.076515
R1484 | New York State Elec. & Gas Corp. | Alice Falls 1 | D | 23915 | Ausable | Clinton | NY | 1991-11-01 | 1.5 | 1.6 | 1.6 | 0 | 0 |  | Conventional Hydro | Water
R1485 | New York State Elec. & Gas Corp. | Alice Falls 2 | D | 23915 | Ausable | Clinton | NY | 1991-11-01 | 0.6 | 0.6 | 0.6 | 0 | 0 |  | Conventional Hydro | Water
R1492 | New York State Elec. & Gas Corp. | Chasm Falls Hydro | D | 5016 | Chateaugay | Franklin | NY | 1982-03-01 | 1.6 | 0 | 0 | 0 | 0 |  | Conventional Hydro | Water
R1494 | New York State Elec. & Gas Corp. | Harris Lake | D | 5018 | Newcomb | Essex | NY | 1967-08-01 | 1.7 | 0 | 0 | 0 | 0 |  | Internal Combustion | No. 2 Fuel Oil
R1499 | New York State Elec. & Gas Corp. | Cadyville 1 | D | 23628 | Schuyler Falls | Clinton | NY | 1921-08-01 | 1.2 | 1 | 1 | 1.2 | 1.2 |  | Conventional Hydro | Water
R1500 | New York State Elec. & Gas Corp. | Cadyville 2 | D | 23628 | Schuyler Falls | Clinton | NY | 1921-08-01 | 1.2 | 1 | 1 | 1.2 | 1.2 |  | Conventional Hydro | Water |  | 6.642 |  | 0.63185 | 66.42 | 6.642e-05
R1501 | New York State Elec. & Gas Corp. | Cadyville 3 | D | 23628 | Schuyler Falls | Clinton | NY | 1986-09-01 | 3.1 | 2.7 | 2.7 | 3.1 | 3.1 |  | Conventional Hydro | Water |  | 21.531 |  | 0.79286 | 215.31 | 0.00021531
R1502 | New York State Elec. & Gas Corp. | High Falls 1 | D | 23628 | Saranac | Clinton | NY | 1948-08-01 | 4 | 4.3 | 4.3 | 4 | 4 |  | Conventional Hydro | Water |  | 27.415 |  | 0.78239 | 274.15 | 0.00027415
R1503 | New York State Elec. & Gas Corp. | High Falls 2 | D | 23628 | Saranac | Clinton | NY | 1949-08-01 | 4 | 4.3 | 4.3 | 4 | 4 |  | Conventional Hydro | Water |  | 20.647 |  | 0.58924 | 206.47 | 0.00020647
R1504 | New York State Elec. & Gas Corp. | High Falls 3 | D | 23628 | Saranac | Clinton | NY | 1956-08-01 | 7 | 8.2 | 8.2 | 7 | 7 |  | Conventional Hydro | Water |  | 10.607 |  | 0.17298 | 106.07 | 0.00010607
R1505 | New York State Elec. & Gas Corp. | Kent Falls 1 | D | 23628 | Schuyler Falls | Clinton | NY | 1928-08-01 | 3.6 | 3 | 3 | 3.6 | 3.6 |  | Conventional Hydro | Water |  | 4.22 |  | 0.13382 | 42.2 | 4.22e-05
R1506 | New York State Elec. & Gas Corp. | Kent Falls 2 | D | 23628 | Schuyler Falls | Clinton | NY | 1928-08-01 | 3.6 | 3 | 3 | 3.6 | 3.6 |  | Conventional Hydro | Water
R1507 | New York State Elec. & Gas Corp. | Kent Falls 3 | D | 23628 | Schuyler Falls | Clinton | NY | 1985-07-01 | 6.4 | 6 | 6 | 6.4 | 6.4 |  | Conventional Hydro | Water |  | 8.49 |  | 0.15143 | 84.9 | 8.49e-05
R1508 | New York State Elec. & Gas Corp. | Mill C 1 | D | 23628 | Plattsburgh | Clinton | NY | 1944-08-01 | 1 | 0.9 | 0.9 | 1 | 1 |  | Conventional Hydro | Water |  | 5.134 |  | 0.58607 | 51.34 | 5.134e-05
R1509 | New York State Elec. & Gas Corp. | Mill C 2 | D | 23628 | Plattsburgh | Clinton | NY | 1943-08-01 | 1.2 | 1.2 | 1.2 | 1.2 | 1.2 |  | Conventional Hydro | Water |  | 5.155 |  | 0.49039 | 51.55 | 5.155e-05
R1510 | New York State Elec. & Gas Corp. | Mill C 3 | D | 23628 | Plattsburgh | Clinton | NY | 1984-11-01 | 3.8 | 3.7 | 3.7 | 3.8 | 3.8 |  | Conventional Hydro | Water |  | 21.375 |  | 0.64212 | 213.75 | 0.00021375
R1511 | New York State Elec. & Gas Corp. | Rainbow Falls 1 | D | 23628 | Ausable | Clinton | NY | 1926-08-01 | 1.3 | 1.5 | 1.5 | 1.3 | 1.3 |  | Conventional Hydro | Water
R1512 | New York State Elec. & Gas Corp. | Rainbow Falls 2 | D | 23628 | Ausable | Clinton | NY | 1927-08-01 | 1.3 | 1.5 | 1.5 | 1.3 | 1.3 |  | Conventional Hydro | Water
R1515 | New York State Elec. & Gas Corp. | Lower Saranac 1 | D | 23913 | Schuyler Falls | Clinton | NY | 1990-10-01 | 3.2 | 3.5 | 3.5 | 0 | 0 |  | Conventional Hydro | Water
R1516 | New York State Elec. & Gas Corp. | Lower Saranac 2 | D | 23913 | Schuyler Falls | Clinton | NY | 1990-10-01 | 3.2 | 3.5 | 3.5 | 0 | 0 |  | Conventional Hydro | Water
R1517 | New York State Elec. & Gas Corp. | Lower Saranac 3 | D | 23913 | Schuyler Falls | Clinton | NY | 1990-10-01 | 0.3 | 2.9 | 2.9 | 0 | 0 |  | Conventional Hydro | Water
R1534 | Niagara Mohawk Power Corp. | Azure Mountain | D | 24055 | St. Regis Falls | Franklin | NY | 1993-08-01 | 0.6 | 0 | 0 | 0 | 0 |  | Conventional Hydro | Water |  | 2.804 |  | 0.53349 | 28.04 | 2.804e-05
R1537 | Niagara Mohawk Power Corp. | Bellows Towers | D | 24055 | Malone | Franklin | NY | 1987-06-01 | 0.2 | 0 | 0 | 0 | 0 |  | Conventional Hydro | Water
R1573 | Niagara Mohawk Power Corp. | Franklin Hydro | D | 24055 | Franklin Falls | Franklin | NY | 1995-03-01 | 0.3 | 0 | 0 | 0 | 0 |  | Conventional Hydro | Water
R1596 | Niagara Mohawk Power Corp. | Oakvale Construction | D | 24055 | Wilmington | Essex | NY | 2009-11-01 | 0.4 | 0 | 0 | 0 | 0 |  | Conventional Hydro | Water |  | 2.065 |  | 0.58933 | 20.65 | 2.065e-05
R1612 | Niagara Mohawk Power Corp. | Synergics - Union Falls | D | 24055 | Union Falls | Clinton | NY | 1987-12-01 | 3 | 0 | 0 | 0 | 0 |  | Conventional Hydro | Water |  | 8.519 |  | 0.32416 | 85.19 | 8.519e-05
R1624 | Niagara Mohawk Power Corp. | Village of Saranac Lake | D | 24055 | Saranac Lake | Franklin | NY | 1996-12-01 | 0.2 | 0 | 0 | 0 | 0 |  | Conventional Hydro | Water |  | 0.626 |  | 0.35731 | 6.26 | 6.26e-06
R1629 | Noble Altona Windpark, LLC | Altona Wind Power | D | 323606 | Altona | Clinton | NY | 2008-09-23 | 97.5 | 97.5 | 97.5 | 97.5 | 97.5 |  | Wind Turbine | Wind |  | 175.637 |  | 0.20564 | 1580.733 | 0.0015807
R1631 | Noble Chateaugay Windpark, LLC | Chateaugay Wind Power | D | 323614 | Chateaugay | Franklin | NY | 2008-10-07 | 106.5 | 106.5 | 106.5 | 106.5 | 106.5 |  | Wind Turbine | Wind |  | 208.4699 |  | 0.22345 | 1876.2289 | 0.0018762
R1632 | Noble Clinton Windpark 1, LLC | Clinton Wind Power | D | 323605 | Clinton | Clinton | NY | 2008-04-09 | 100.5 | 100.5 | 100.5 | 100.5 | 100.5 |  | Wind Turbine | Wind |  | 170.892 |  | 0.19411 | 1538.028 | 0.001538
R1633 | Noble Ellenburg Windpark, LLC | Ellenburg Wind Power | D | 323604 | Ellenburg | Clinton | NY | 2008-03-31 | 81 | 81 | 81 | 81 | 81 |  | Wind Turbine | Wind |  | 173.1931 |  | 0.24409 | 1558.7382 | 0.0015587
R1699 | TransAlta Energy Marketing (U.S.) Inc. | Saranac Energy | D | 23793 | Plattsburgh | Clinton | NY | 1994-06-01 | 285.6 | 253.7 | 298.4 | 246.1 | 271.3 |  | Combined Cycle | Natural Gas |  | 61.02 |  | 0.02439 | 27031.8467 | 0.027032
R1700 | Triton Power Company | Chateaugay High Falls | D | 323578 | Chateaugay | Franklin | NY | 1987-12-01 | 1.7 | 1.7 | 1.7 | 0 | 0 |  | Conventional Hydro | Water |  | 8.3132 |  | 0.55823 | 83.1322 | 8.3132e-05
Totals | [8 empty] | 2237.82 | [8 empty] | 9512.3972 |  |  | 122215.2655 | 0.12222

## Zone E
Line No. | Billing Org | Station Unit | Zone | PTID | Town | Cnty | St | YYY-MM-DD | Nameplate MW | CRIS SUM MW | CRIS WIN MW | CAPABILITY SUM MW | CAPABILITY WIN MW | DUAL | Unit Type | Fuel Type 1 | Fuel Type 2 | 2017 GWh | Notes | Capacity | CO2 Emissions MTCO2 | CO2 Emissions MMTCO2
R1067 | Black River Hydroelectric, LLC | Glen Park Hydro | E | 23778 | Glen Park | Jefferson | NY | 1986-01-01 | 32.6 | 40.4 | 40.4 | 32.6 | 32.6 |  | Conventional Hydro | Water |  | 187.7427 |  | 0.65742 | 1877.4271 | 0.0018774
R1070 | Boralex Hydro Operations Inc | Sissonville | E | 23735 | Potsdam | St Lawrence | NY | 1990-08-01 | 3.1 | 3 | 3 | 3.1 | 3.1 |  | Conventional Hydro | Water |  | 18.2456 |  | 0.67188 | 182.4563 | 0.00018246
R1099 | CHI Energy Inc | Goodyear Lake | E | 323669 | Milford | Otsego | NY | 1980-07-01 | 1.4 | 1.4 | 1.4 | 0 | 0 |  | Conventional Hydro | Water |  | 5.0143 |  | 0.40886 | 50.1425 | 5.0143e-05
R1114 | Consolidated Edison Energy, Inc. | Munnsville Wind Power | E | 323609 | Bouckville | Madison | NY | 2007-08-20 | 34.5 | 34.5 | 34.5 | 34.5 | 34.5 |  | Wind Turbine | Wind |  | 96.722 |  | 0.32004 | 870.498 | 0.0008705
R1141 | Erie Blvd. Hydro - Beaver River | Belfort 1 | E | 24048 | Belfort | Lewis | NY | 1903-01-01 | 0.4 | 0.4 | 0.4 | 0.4 | 0.4 |  | Conventional Hydro | Water |  | 1.7862 |  | 0.50975 | 17.8616 | 1.7862e-05
R1142 | Erie Blvd. Hydro - Beaver River | Belfort 2 | E | 24048 | Belfort | Lewis | NY | 1915-01-01 | 0.64 | 0.6 | 0.6 | 0.64 | 0.64 |  | Conventional Hydro | Water |  | 3.4117 |  | 0.60853 | 34.1168 | 3.4117e-05
R1143 | Erie Blvd. Hydro - Beaver River | Belfort 3 | E | 24048 | Belfort | Lewis | NY | 1918-01-01 | 1 | 1 | 1 | 1 | 1 |  | Conventional Hydro | Water |  | 7.5844 |  | 0.8658 | 75.8437 | 7.5844e-05
R1144 | Erie Blvd. Hydro - Beaver River | Eagle 1 | E | 24048 | Watson | Lewis | NY | 1914-01-01 | 1.3 | 1.2 | 1.2 | 1.3 | 1.3 |  | Conventional Hydro | Water |  | 9.7047 |  | 0.85219 | 97.0474 | 9.7047e-05
R1145 | Erie Blvd. Hydro - Beaver River | Eagle 2 | E | 24048 | Watson | Lewis | NY | 1915-01-01 | 1.35 | 1.3 | 1.3 | 1.35 | 1.35 |  | Conventional Hydro | Water |  | 8.1299 |  | 0.68746 | 81.2986 | 8.1299e-05
R1146 | Erie Blvd. Hydro - Beaver River | Eagle 3 | E | 24048 | Watson | Lewis | NY | 1919-01-01 | 1.35 | 1.3 | 1.3 | 1.35 | 1.35 |  | Conventional Hydro | Water |  | 6.2155 |  | 0.52558 | 62.1547 | 6.2155e-05
R1147 | Erie Blvd. Hydro - Beaver River | Eagle 4 | E | 24048 | Watson | Lewis | NY | 1925-01-01 | 2.05 | 2 | 2 | 2.05 | 2.05 |  | Conventional Hydro | Water |  | 13.7536 |  | 0.76587 | 137.5356 | 0.00013754
R1148 | Erie Blvd. Hydro - Beaver River | Effley 1 | E | 24048 | Belfort | Lewis | NY | 1902-01-01 | 0.4 | 0.3 | 0.3 | 0.4 | 0.4 |  | Conventional Hydro | Water |  | 2.2032 |  | 0.62878 | 22.0324 | 2.2032e-05
R1149 | Erie Blvd. Hydro - Beaver River | Effley 2 | E | 24048 | Belfort | Lewis | NY | 1907-01-01 | 0.4 | 0.3 | 0.3 | 0.4 | 0.4 |  | Conventional Hydro | Water |  | 2.3332 |  | 0.66587 | 23.3322 | 2.3332e-05
R1150 | Erie Blvd. Hydro - Beaver River | Effley 3 | E | 24048 | Belfort | Lewis | NY | 1910-01-01 | 0.6 | 0.5 | 0.5 | 0.6 | 0.6 |  | Conventional Hydro | Water |  | 4.1931 |  | 0.79778 | 41.9312 | 4.1931e-05
R1151 | Erie Blvd. Hydro - Beaver River | Effley 4 | E | 24048 | Belfort | Lewis | NY | 1923-01-01 | 1.56 | 1.5 | 1.5 | 1.56 | 1.56 |  | Conventional Hydro | Water |  | 10.4308 |  | 0.76329 | 104.3079 | 0.00010431
R1152 | Erie Blvd. Hydro - Beaver River | Elmer 1 | E | 24048 | Belfort | Lewis | NY | 1916-01-01 | 0.75 | 0.9 | 0.9 | 0.75 | 0.75 |  | Conventional Hydro | Water |  | 6.2573 |  | 0.9524 | 62.573 | 6.2573e-05
R1153 | Erie Blvd. Hydro - Beaver River | Elmer 2 | E | 24048 | Belfort | Lewis | NY | 1916-01-01 | 0.75 | 0.9 | 0.9 | 0.75 | 0.75 |  | Conventional Hydro | Water |  | 6.8915 |  |  | 68.9149 | 6.8915e-05
R1154 | Erie Blvd. Hydro - Beaver River | High Falls 1 | E | 24048 | Indian River | Lewis | NY | 1925-01-01 | 1.6 | 1.9 | 1.9 | 1.6 | 1.6 |  | Conventional Hydro | Water |  | 10.8063 |  | 0.77099 | 108.0625 | 0.00010806
R1155 | Erie Blvd. Hydro - Beaver River | High Falls 2 | E | 24048 | Indian River | Lewis | NY | 1925-01-01 | 1.6 | 1.9 | 1.9 | 1.6 | 1.6 |  | Conventional Hydro | Water |  | 8.5835 |  | 0.61241 | 85.8352 | 8.5835e-05
R1156 | Erie Blvd. Hydro - Beaver River | High Falls 3 | E | 24048 | Indian River | Lewis | NY | 1925-01-01 | 1.6 | 1.9 | 1.9 | 1.6 | 1.6 |  | Conventional Hydro | Water |  | 15.525 |  |  | 155.2495 | 0.00015525
R1157 | Erie Blvd. Hydro - Beaver River | Moshier 1 | E | 24048 | Belfort | Herkimer | NY | 1929-01-01 | 4 | 4 | 4 | 4 | 4 |  | Conventional Hydro | Water |  | 26.0683 |  | 0.74396 | 260.6832 | 0.00026068
R1158 | Erie Blvd. Hydro - Beaver River | Moshier 2 | E | 24048 | Belfort | Herkimer | NY | 1929-01-01 | 4 | 4 | 4 | 4 | 4 |  | Conventional Hydro | Water |  | 20.7869 |  | 0.59323 | 207.8694 | 0.00020787
R1159 | Erie Blvd. Hydro - Beaver River | Soft Maple 1 | E | 24048 | Croghan | Lewis | NY | 1925-01-01 | 7.5 | 8 | 8 | 7.5 | 7.5 |  | Conventional Hydro | Water |  | 17.7312 |  | 0.26988 | 177.3122 | 0.00017731
R1160 | Erie Blvd. Hydro - Beaver River | Soft Maple 2 | E | 24048 | Croghan | Lewis | NY | 1925-01-01 | 7.5 | 8 | 8 | 7.5 | 7.5 |  | Conventional Hydro | Water |  | 33.2954 |  | 0.50678 | 332.954 | 0.00033295
R1161 | Erie Blvd. Hydro - Beaver River | Taylorville 1 | E | 24048 | Belfort | Lewis | NY | 1913-01-01 | 1.1 | 1 | 1 | 1.1 | 1.1 |  | Conventional Hydro | Water |  | 6.828 |  | 0.7086 | 68.2803 | 6.828e-05
R1162 | Erie Blvd. Hydro - Beaver River | Taylorville 2 | E | 24048 | Belfort | Lewis | NY | 1913-01-01 | 1.1 | 1 | 1 | 1.1 | 1.1 |  | Conventional Hydro | Water |  | 4.0537 |  | 0.42069 | 40.5373 | 4.0537e-05
R1163 | Erie Blvd. Hydro - Beaver River | Taylorville 3 | E | 24048 | Belfort | Lewis | NY | 1913-01-01 | 1.1 | 1 | 1 | 1.1 | 1.1 |  | Conventional Hydro | Water |  | 4.743 |  | 0.49222 | 47.4303 | 4.743e-05
R1164 | Erie Blvd. Hydro - Beaver River | Taylorville 4 | E | 24048 | Belfort | Lewis | NY | 1927-01-01 | 1.2 | 1.1 | 1.1 | 1.2 | 1.2 |  | Conventional Hydro | Water |  | 6.8511 |  | 0.65174 | 68.5107 | 6.8511e-05
R1165 | Erie Blvd. Hydro - Black River | Beebee Island 1 | E | 24047 | Watertown | Jefferson | NY | 1963-01-01 | 4 | 4.4 | 4.4 | 4 | 4 |  | Conventional Hydro | Water |  | 20.7666 |  | 0.59265 | 207.6656 | 0.00020767
R1166 | Erie Blvd. Hydro - Black River | Beebee Island 2 | E | 24047 | Watertown | Jefferson | NY | 1968-01-01 | 4 | 4.4 | 4.4 | 4 | 4 |  | Conventional Hydro | Water |  | 31.8875 |  | 0.91003 | 318.875 | 0.00031887
R1167 | Erie Blvd. Hydro - Black River | Black River 1 | E | 24047 | Black River | Jefferson | NY | 1920-01-01 | 2 | 2.3 | 2.3 | 2 | 2 |  | Conventional Hydro | Water |  | 12.7963 |  | 0.73038 | 127.963 | 0.00012796
R1168 | Erie Blvd. Hydro - Black River | Black River 2 | E | 24047 | Black River | Jefferson | NY | 1920-01-01 | 2 | 2.3 | 2.3 | 2 | 2 |  | Conventional Hydro | Water |  | 16.2253 |  | 0.9261 | 162.2526 | 0.00016225
R1169 | Erie Blvd. Hydro - Black River | Black River 3 | E | 24047 | Black River | Jefferson | NY | 1920-01-01 | 2 | 2.3 | 2.3 | 2 | 2 |  | Conventional Hydro | Water |  | 9.017 |  | 0.51467 | 90.1698 | 9.017e-05
R1170 | Erie Blvd. Hydro - Black River | Deferiet 1 | E | 24047 | Deferiet | Jefferson | NY | 1925-01-01 | 3.6 | 3.7 | 3.7 | 3.6 | 3.6 |  | Conventional Hydro | Water |  | 22.6081 |  | 0.7169 | 226.0815 | 0.00022608
R1171 | Erie Blvd. Hydro - Black River | Deferiet 2 | E | 24047 | Deferiet | Jefferson | NY | 1925-01-01 | 3.6 | 3.7 | 3.7 | 3.6 | 3.6 |  | Conventional Hydro | Water |  | 28.5866 |  | 0.90647 | 285.8658 | 0.00028587
R1172 | Erie Blvd. Hydro - Black River | Deferiet 3 | E | 24047 | Deferiet | Jefferson | NY | 1925-01-01 | 3.6 | 3.7 | 3.7 | 3.6 | 3.6 |  | Conventional Hydro | Water |  | 17.2354 |  | 0.54653 | 172.3542 | 0.00017235
R1173 | Erie Blvd. Hydro - Black River | Herrings 1 | E | 24047 | Herrings | Jefferson | NY | 1924-01-01 | 1.8 | 1.8 | 1.8 | 1.8 | 1.8 |  | Conventional Hydro | Water |  | 7.1712 |  | 0.45479 | 71.7117 | 7.1712e-05
R1174 | Erie Blvd. Hydro - Black River | Herrings 2 | E | 24047 | Herrings | Jefferson | NY | 1924-01-01 | 1.8 | 1.8 | 1.8 | 1.8 | 1.8 |  | Conventional Hydro | Water |  | 10.4731 |  | 0.6642 | 104.7314 | 0.00010473
R1175 | Erie Blvd. Hydro - Black River | Herrings 3 | E | 24047 | Herrings | Jefferson | NY | 1924-01-01 | 1.8 | 1.8 | 1.8 | 1.8 | 1.8 |  | Conventional Hydro | Water |  | 5.6572 |  | 0.35877 | 56.5716 | 5.6572e-05
R1176 | Erie Blvd. Hydro - Black River | Kamargo 1 | E | 24047 | Black River | Jefferson | NY | 1921-01-01 | 1.8 | 1.8 | 1.8 | 1.8 | 1.8 |  | Conventional Hydro | Water |  | 9.0522 |  | 0.57409 | 90.5218 | 9.0522e-05
R1177 | Erie Blvd. Hydro - Black River | Kamargo 2 | E | 24047 | Black River | Jefferson | NY | 1921-01-01 | 1.8 | 1.8 | 1.8 | 1.8 | 1.8 |  | Conventional Hydro | Water |  | 10.129 |  | 0.64238 | 101.2902 | 0.00010129
R1178 | Erie Blvd. Hydro - Black River | Kamargo 3 | E | 24047 | Black River | Jefferson | NY | 1921-01-01 | 1.8 | 1.8 | 1.8 | 1.8 | 1.8 |  | Conventional Hydro | Water |  | 5.2762 |  | 0.33461 | 52.7618 | 5.2762e-05
R1179 | Erie Blvd. Hydro - Black River | Sewalls 1 | E | 24047 | Watertown | Jefferson | NY | 1925-01-01 | 1 | 1.1 | 1.1 | 1 | 1 |  | Conventional Hydro | Water |  | 6.1936 |  | 0.70703 | 61.9362 | 6.1936e-05
R1180 | Erie Blvd. Hydro - Black River | Sewalls 2 | E | 24047 | Watertown | Jefferson | NY | 1925-01-01 | 1 | 1.1 | 1.1 | 1 | 1 |  | Conventional Hydro | Water |  | 7.8533 |  | 0.89649 | 78.5325 | 7.8532e-05
R1187 | Erie Blvd. Hydro - East Canada Mohawk | Inghams 1 | E | 24050 | Little Falls | Herkimer | NY | 1912-01-01 | 3.2 | 3.5 | 3.5 | 3.2 | 3.2 |  | Conventional Hydro | Water |  | 13.3653 |  | 0.47679 | 133.6527 | 0.00013365
R1188 | Erie Blvd. Hydro - East Canada Mohawk | Inghams 2 | E | 24050 | Little Falls | Herkimer | NY | 1912-01-01 | 3.2 | 3.5 | 3.5 | 3.2 | 3.2 |  | Conventional Hydro | Water |  | 16.646 |  | 0.59382 | 166.4596 | 0.00016646
R1201 | Erie Blvd. Hydro - Lower Raquette | Colton 1 | E | 24057 | Colton | St Lawrence | NY | 1962-01-01 | 10 | 10 | 10 | 10 | 10 |  | Conventional Hydro | Water |  | 72.2595 |  | 0.82488 | 722.5953 | 0.0007226
R1202 | Erie Blvd. Hydro - Lower Raquette | Colton 2 | E | 24057 | Colton | St Lawrence | NY | 1918-01-01 | 10 | 10 | 10 | 10 | 10 |  | Conventional Hydro | Water |  | 73.7131 |  | 0.84147 | 737.1309 | 0.00073713
R1203 | Erie Blvd. Hydro - Lower Raquette | Colton 3 | E | 24057 | Colton | St Lawrence | NY | 1928-01-01 | 10 | 10 | 10 | 10 | 10 |  | Conventional Hydro | Water |  | 79.6863 |  | 0.90966 | 796.8632 | 0.00079686
R1204 | Erie Blvd. Hydro - Lower Raquette | East Norfolk | E | 24057 | East Norfolk | St Lawrence | NY | 1928-01-01 | 3.6 | 4 | 4 | 3 | 3.5 |  | Conventional Hydro | Water |  | 10.8043 |  | 0.3426 | 108.0426 | 0.00010804
R1205 | Erie Blvd. Hydro - Lower Raquette | Hannawa Falls 1 | E | 24057 | Hannawa Falls | St Lawrence | NY | 1914-01-01 | 3.6 | 3.7 | 3.7 | 3.6 | 3.6 |  | Conventional Hydro | Water |  | 28.2856 |  | 0.89693 | 282.8561 | 0.00028286
R1206 | Erie Blvd. Hydro - Lower Raquette | Hannawa Falls 2 | E | 24057 | Hannawa Falls | St Lawrence | NY | 1920-01-01 | 3.6 | 3.7 | 3.7 | 3.6 | 3.6 |  | Conventional Hydro | Water |  | 27.9245 |  | 0.88548 | 279.2448 | 0.00027924
R1207 | Erie Blvd. Hydro - Lower Raquette | Higley 1 | E | 24057 | Colton | St Lawrence | NY | 1913-01-01 | 1.2 | 1.1 | 1.1 | 1.2 | 1.2 |  | Conventional Hydro | Water |  | 10.8985 |  |  | 108.9845 | 0.00010898
R1208 | Erie Blvd. Hydro - Lower Raquette | Higley 2 | E | 24057 | Colton | St Lawrence | NY | 1913-01-01 | 1.2 | 1.1 | 1.1 | 1.2 | 1.2 |  | Conventional Hydro | Water |  | 9.5694 |  | 0.91033 | 95.6941 | 9.5694e-05
R1209 | Erie Blvd. Hydro - Lower Raquette | Higley 3 | E | 24057 | Colton | St Lawrence | NY | 1943-01-01 | 2.08 | 2 | 2 | 2.08 | 2.08 |  | Conventional Hydro | Water |  | 10.6873 |  | 0.58655 | 106.8732 | 0.00010687
R1210 | Erie Blvd. Hydro - Lower Raquette | Higley 4 | E | 24057 | Colton | St Lawrence | NY | 1943-01-01 | 2.08 | 2 | 2 | 2.08 | 2.08 |  | Conventional Hydro | Water |  | 11.0393 |  | 0.60586 | 110.3933 | 0.00011039
R1211 | Erie Blvd. Hydro - Lower Raquette | Norfolk | E | 24057 | Norfolk | St Lawrence | NY | 1928-01-01 | 4.5 | 4.8 | 4.8 | 4.5 | 4.5 |  | Conventional Hydro | Water |  | 29.8818 |  | 0.75804 | 298.8184 | 0.00029882
R1212 | Erie Blvd. Hydro - Lower Raquette | Norwood | E | 24057 | Norwood | St Lawrence | NY | 1928-01-01 | 2 | 2.2 | 2.2 | 2 | 2 |  | Conventional Hydro | Water |  | 14.3345 |  | 0.81818 | 143.3453 | 0.00014335
R1213 | Erie Blvd. Hydro - Lower Raquette | Raymondville | E | 24057 | Raymondville | St Lawrence | NY | 1928-01-01 | 2 | 2.1 | 2.1 | 2 | 2 |  | Conventional Hydro | Water |  | 13.0443 |  | 0.74454 | 130.4426 | 0.00013044
R1214 | Erie Blvd. Hydro - Lower Raquette | Sugar Island 1 | E | 24057 | Potsdam | St Lawrence | NY | 1924-01-01 | 2.5 | 2.1 | 2.1 | 2.6 | 2.6 |  | Conventional Hydro | Water |  | 15.2766 |  | 0.69756 | 152.7656 | 0.00015277
R1215 | Erie Blvd. Hydro - Lower Raquette | Sugar Island 2 | E | 24057 | Potsdam | St Lawrence | NY | 1924-01-01 | 2.5 | 2 | 2 | 2.4 | 2.4 |  | Conventional Hydro | Water |  | 16.5515 |  | 0.75578 | 165.5151 | 0.00016552
R1216 | Erie Blvd. Hydro - Lower Raquette | Yaleville 1 | E | 24057 | Norwood | St Lawrence | NY | 1940-01-01 | 0.5 | 0.2 | 0.2 | 0.5 | 0.5 |  | Conventional Hydro | Water |  | 1.8567 |  | 0.4239 | 18.567 | 1.8567e-05
R1217 | Erie Blvd. Hydro - Lower Raquette | Yaleville 2 | E | 24057 | Norwood | St Lawrence | NY | 1940-01-01 | 0.225 | 0.3 | 0.3 | 0.7 | 0.225 |  | Conventional Hydro | Water |  | 1.1336 |  | 0.57515 | 11.3362 | 1.1336e-05
R1236 | Erie Blvd. Hydro - Oswegatchie | Browns Falls 1 | E | 24044 | Oswegatchie | St Lawrence | NY | 1923-01-01 | 7.5 | 8 | 8 | 7.5 | 7.5 |  | Conventional Hydro | Water |  | 41.6887 |  | 0.63453 | 416.8869 | 0.00041689
R1237 | Erie Blvd. Hydro - Oswegatchie | Browns Falls 2 | E | 24044 | Oswegatchie | St Lawrence | NY | 1923-01-01 | 7.5 | 8 | 8 | 7.5 | 7.5 |  | Conventional Hydro | Water |  | 29.2067 |  | 0.44455 | 292.0672 | 0.00029207
R1238 | Erie Blvd. Hydro - Oswegatchie | Eel Weir 1 | E | 24044 | Heuvelton | St Lawrence | NY | 1928-01-01 | 0.5 | 0.3 | 0.3 | 0.5 | 0.5 |  | Conventional Hydro | Water |  | 2.3427 |  | 0.53486 | 23.427 | 2.3427e-05
R1239 | Erie Blvd. Hydro - Oswegatchie | Eel Weir 2 | E | 24044 | Heuvelton | St Lawrence | NY | 1938-01-01 | 1.1 | 0.8 | 0.8 | 1.1 | 1.1 |  | Conventional Hydro | Water |  | 3.7348 |  | 0.38759 | 37.3485 | 3.7349e-05
R1240 | Erie Blvd. Hydro - Oswegatchie | Eel Weir 3 | E | 24044 | Heuvelton | St Lawrence | NY | 1938-01-01 | 1.1 | 0.8 | 0.8 | 1.1 | 1.1 |  | Conventional Hydro | Water |  | 4.557 |  | 0.47291 | 45.5698 | 4.557e-05
R1241 | Erie Blvd. Hydro - Oswegatchie | Flat Rock 1 | E | 24044 | Flat Rock | St Lawrence | NY | 1924-01-01 | 3 | 2.6 | 2.6 | 3 | 3 |  | Conventional Hydro | Water |  | 14.1289 |  | 0.53763 | 141.2888 | 0.00014129
R1242 | Erie Blvd. Hydro - Oswegatchie | Flat Rock 2 | E | 24044 | Flat Rock | St Lawrence | NY | 1924-01-01 | 3 | 2.6 | 2.6 | 3 | 3 |  | Conventional Hydro | Water |  | 10.0879 |  | 0.38386 | 100.8792 | 0.00010088
R1243 | Erie Blvd. Hydro - Oswegatchie | Heuvelton 1 | E | 24044 | Heuvelton | St Lawrence | NY | 1924-01-01 | 0.52 | 0.4 | 0.4 | 0.52 | 0.52 |  | Conventional Hydro | Water |  | 2.2923 |  | 0.50323 | 22.923 | 2.2923e-05
R1244 | Erie Blvd. Hydro - Oswegatchie | Heuvelton 2 | E | 24044 | Heuvelton | St Lawrence | NY | 1924-01-01 | 0.52 | 0.4 | 0.4 | 0.52 | 0.52 |  | Conventional Hydro | Water |  | 1.6507 |  | 0.36238 | 16.5073 | 1.6507e-05
R1245 | Erie Blvd. Hydro - Oswegatchie | Lower Newton Falls 1 | E | 24044 | Newton Falls | St Lawrence | NY | 2002-07-01 | 0.5 | 0.6 | 0.6 | 0.5 | 0.5 |  | Conventional Hydro | Water |  | 3.5661 |  | 0.81418 | 35.6611 | 3.5661e-05
R1246 | Erie Blvd. Hydro - Oswegatchie | Oswegatchie 1 | E | 24044 | Oswegatchie | St Lawrence | NY | 1937-01-01 | 0.56 | 1.3 | 1.3 | 0.56 | 0.56 |  | Conventional Hydro | Water |  | 6.248 |  |  | 62.4799 | 6.248e-05
R1247 | Erie Blvd. Hydro - Oswegatchie | Oswegatchie 2 | E | 24044 | Oswegatchie | St Lawrence | NY | 1937-01-01 | 0.24 | 0.5 | 0.5 | 0.24 | 0.24 |  | Conventional Hydro | Water |  | 4.9691 |  |  | 49.6914 | 4.9691e-05
R1248 | Erie Blvd. Hydro - Oswegatchie | South Edwards 1 | E | 24044 | South Edwards | St Lawrence | NY | 1937-01-01 | 1 | 1.2 | 1.2 | 1 | 1 |  | Conventional Hydro | Water |  | 9.066 |  |  | 90.6602 | 9.066e-05
R1249 | Erie Blvd. Hydro - Oswegatchie | South Edwards 2 | E | 24044 | South Edwards | St Lawrence | NY | 1937-01-01 | 1 | 1.2 | 1.2 | 1 | 1 |  | Conventional Hydro | Water |  | 8.179 |  | 0.93368 | 81.7903 | 8.179e-05
R1250 | Erie Blvd. Hydro - Oswegatchie | South Edwards 3 | E | 24044 | South Edwards | St Lawrence | NY | 1921-01-01 | 0.68 | 0.8 | 0.8 | 0.68 | 0.68 |  | Conventional Hydro | Water |  | 5.6102 |  | 0.94181 | 56.1017 | 5.6102e-05
R1251 | Erie Blvd. Hydro - Oswegatchie | South Edwards 4 | E | 24044 | South Edwards | St Lawrence | NY | 1937-01-01 | 0.2 | 0.2 | 0.2 | 0.2 | 0.2 |  | Conventional Hydro | Water |  | 2.2224 |  |  | 22.2239 | 2.2224e-05
R1252 | Erie Blvd. Hydro - Oswegatchie | Talcville 1 | E | 24044 | Edwards | St Lawrence | NY | 1986-12-01 | 0.5 | 0.4 | 0.4 | 0.5 | 0.5 |  | Conventional Hydro | Water |  | 5.4934 |  |  | 54.9335 | 5.4934e-05
R1253 | Erie Blvd. Hydro - Oswegatchie | Talcville 2 | E | 24044 | Edwards | St Lawrence | NY | 1986-12-01 | 0.5 | 0.4 | 0.4 | 0.5 | 0.5 |  | Conventional Hydro | Water |  | 0.44103 |  | 0.10069 | 4.4103 | 4.4103e-06
R1254 | Erie Blvd. Hydro - Oswegatchie | Upper Newton Falls 2 | E | 24044 | Newton Falls | St Lawrence | NY | 2002-07-01 | 0.5 | 0.4 | 0.4 | 0.5 | 0.5 |  | Conventional Hydro | Water |  | 4.3301 |  | 0.98861 | 43.3009 | 4.3301e-05
R1255 | Erie Blvd. Hydro - Oswegatchie | Upper Newton Falls 3 | E | 24044 | Newton Falls | St Lawrence | NY | 2002-07-01 | 0.5 | 0.4 | 0.4 | 0.5 | 0.5 |  | Conventional Hydro | Water |  | 3.9059 |  | 0.89175 | 39.0585 | 3.9059e-05
R1256 | Erie Blvd. Hydro - Oswegatchie | Upper Newton Falls 4 | E | 24044 | Newton Falls | St Lawrence | NY | 2002-07-01 | 0.5 | 0.4 | 0.4 | 0.5 | 0.5 |  | Conventional Hydro | Water |  | 1.4629 |  | 0.33399 | 14.6286 | 1.4629e-05
R1302 | Erie Blvd. Hydro - Upper Raquette | Blake | E | 24056 | Stark | St Lawrence | NY | 1957-01-01 | 14.4 | 15.6 | 15.6 | 14.4 | 14.4 |  | Conventional Hydro | Water |  | 75.8561 |  | 0.60135 | 758.5607 | 0.00075856
R1303 | Erie Blvd. Hydro - Upper Raquette | Five Falls | E | 24056 | Colton | St Lawrence | NY | 1955-01-01 | 22.5 | 24.4 | 24.4 | 22.5 | 22.5 |  | Conventional Hydro | Water |  | 118.0437 |  | 0.5989 | 1180.4366 | 0.0011804
R1304 | Erie Blvd. Hydro - Upper Raquette | Rainbow Falls | E | 24056 | Colton | St Lawrence | NY | 1956-01-01 | 22.5 | 24.4 | 24.4 | 22.5 | 22.5 |  | Conventional Hydro | Water |  | 125.8688 |  | 0.6386 | 1258.6884 | 0.0012587
R1305 | Erie Blvd. Hydro - Upper Raquette | South Colton | E | 24056 | South Colton | St Lawrence | NY | 1954-01-01 | 19.35 | 20.9 | 20.9 | 19.35 | 19.35 |  | Conventional Hydro | Water |  | 104.1797 |  | 0.61461 | 1041.7974 | 0.0010418
R1306 | Erie Blvd. Hydro - Upper Raquette | Stark | E | 24056 | Stark | St Lawrence | NY | 1957-01-01 | 22.5 | 24.6 | 24.6 | 22.5 | 22.5 |  | Conventional Hydro | Water |  | 116.9134 |  | 0.59317 | 1169.1339 | 0.0011691
R1307 | Erie Blvd. Hydro - West Canada | Prospect | E | 24049 | Prospect | Herkimer | NY | 1959-01-01 | 17.32 | 21.7 | 21.7 | 17.32 | 17.32 |  | Conventional Hydro | Water |  | 88.0675 |  | 0.58045 | 880.6746 | 0.00088067
R1308 | Erie Blvd. Hydro - West Canada | Trenton Falls 5 | E | 24049 | Trenton | Oneida | NY | 1919-01-01 | 6.8 | 9.6 | 9.6 | 6.8 | 6.8 |  | Conventional Hydro | Water |  | 54.2574 |  | 0.91085 | 542.5743 | 0.00054257
R1309 | Erie Blvd. Hydro - West Canada | Trenton Falls 6 | E | 24049 | Trenton | Oneida | NY | 1919-01-01 | 6.4 | 9.1 | 9.1 | 6.4 | 6.4 |  | Conventional Hydro | Water |  | 53.9646 |  | 0.96255 | 539.6465 | 0.00053965
R1310 | Erie Blvd. Hydro - West Canada | Trenton Falls 7 | E | 24049 | Trenton | Oneida | NY | 1922-01-01 | 6.4 | 9.1 | 9.1 | 6.4 | 6.4 |  | Conventional Hydro | Water |  | 40.8393 |  | 0.72844 | 408.3933 | 0.00040839
R1317 | Exelon Generation Company, LLC | Madison County LF | E | 323628 | Wampsville | Madison | NY | 2010-03-01 | 1.6 | 1.6 | 1.6 | 1.6 | 1.6 |  | Internal Combustion | Bio Gas |  | 5.4189 |  | 0.38662 | 59.6077 | 5.9608e-05
R1320 | Exelon Generation Company, LLC | Oneida-Herkimer LFGE | E | 323681 | Boonville | Oneida | NY | 2012-04-01 | 3.2 | 3.2 | 3.2 | 3.2 | 3.2 |  | Internal Combustion | Bio Gas |  | 25.747 |  | 0.91849 | 283.2174 | 0.00028322
R1322 | Flat Rock Windpower II, LLC | Maple Ridge Wind 2 | E | 323611 | Lowville | Lewis | NY | 2007-12-01 | 90.8 | 90.7 | 90.7 | 90.8 | 90.8 |  | Wind Turbine | Wind |  | 218.5549 |  | 0.27477 | 1966.9943 | 0.001967
R1323 | Flat Rock Windpower, LLC | Maple Ridge Wind 1 | E | 323574 | Lowville | Lewis | NY | 2006-01-01 | 231 | 231 | 231 | 231 | 231 |  | Wind Turbine | Wind |  | 570.5294 |  | 0.28194 | 5134.765 | 0.0051348
R1331 | Hardscrabble Wind Power LLC | Hardscrabble Wind | E | 323673 | Fairfield | Herkimer | NY | 2011-02-01 | 74 | 74 | 74 | 74 | 74 |  | Wind Turbine | Wind |  | 177.5827 |  | 0.27395 | 1598.2446 | 0.0015982
R1357 | Innovative Energy Systems, Inc. | DANC LFGE | E | 323619 | Watertown | Jefferson | NY | 2008-09-08 | 6.4 | 6.4 | 6.4 | 6.4 | 6.4 |  | Internal Combustion | Bio Gas |  | 29.738 |  | 0.53043 | 327.1175 | 0.00032712
R1436 | Lyonsdale Biomass, LLC | Lyonsdale | E | 23803 | Lyonsdale | Lewis | NY | 1992-08-01 | 21.1 | 20.2 | 20.2 | 19.3 | 20.3 |  | Steam Turbine (Fossil) | Wood |  | 97.692 |  | 0.52853 | 2637.684 | 0.0026377
R1437 | Madison Windpower, LLC | Madison Wind Power | E | 24146 | Madison | Madison | NY | 2000-09-01 | 11.55 | 11.5 | 11.5 | 11.6 | 11.6 |  | Wind Turbine | Wind |  | 20.7986 |  | 0.20556 | 187.1872 | 0.00018719
R1469 | New York Power Authority | Jarvis 1 | E | 23743 | Hinckley | Oneida | NY | 1991-07-01 | 4.5 | 4.5 | 4.5 | 4.5 | 4.5 |  | Conventional Hydro | Water |  | 16.4946 |  | 0.41843 | 164.9462 | 0.00016495
R1470 | New York Power Authority | Jarvis 2 | E | 23743 | Hinckley | Oneida | NY | 1991-07-01 | 4.5 | 4.5 | 4.5 | 4.5 | 4.5 |  | Conventional Hydro | Water |  | 20.5667 |  | 0.52173 | 205.6671 | 0.00020567
R1521 | Niagara Mohawk Power Corp. | Fortis - Dolgeville | E | 23807 | Dolgeville | Herkimer | NY | 1985-07-01 | 5 | 6.3 | 6.3 | 0 | 0 |  | Conventional Hydro | Water |  | 0.06252 |  | 0.0014274 | 0.6252 | 6.252e-07
R1522 | Niagara Mohawk Power Corp. | Fortis Energy - Philadelphia | E | 1656 | Philadelphia | Jefferson | NY | 1986-08-01 | 3.6 | 3.2 | 3.2 | 0 | 0 |  | Conventional Hydro | Water |  | 12.6298 |  | 0.40049 | 126.2981 | 0.0001263
R1523 | Niagara Mohawk Power Corp. | Fortis Energy - Moose River | E | 24016 | Lyonsdale | Lewis | NY | 1987-09-01 | 12.6 | 12 | 12 | 0 | 0 |  | Conventional Hydro | Water |  | 64.9209 |  | 0.58818 | 649.2088 | 0.00064921
R1527 | Niagara Mohawk Power Corp. | Little Falls Hydro | E | 24013 | Little Falls | Herkimer | NY | 1987-01-01 | 13 | 12.6 | 12.6 | 0 | 0 |  | Conventional Hydro | Water |  | 62.1143 |  | 0.54544 | 621.1432 | 0.00062114
R1529 | Niagara Mohawk Power Corp. | Pyrites Assoc. | E | 24023 | Canton | St Lawrence | NY | 1985-12-01 | 8.2 | 7.5 | 7.5 | 0 | 0 |  | Conventional Hydro | Water |  | 35.4352 |  | 0.49331 | 354.3516 | 0.00035435
R1530 | Niagara Mohawk Power Corp. | Adams Hydro | E | 23633 | Adams | Jefferson | NY | 1987-11-01 | 0.2 | 0 | 0 | 0 | 0 |  | Conventional Hydro | Water
R1531 | Niagara Mohawk Power Corp. | Algon.-Herkimer | E | 23633 | Herkimer | Herkimer | NY | 1987-12-01 | 1.6 | 0 | 0 | 0 | 0 |  | Conventional Hydro | Water
R1532 | Niagara Mohawk Power Corp. | Algon.-Otter Creek | E | 23633 | Greig | Lewis | NY | 1986-11-01 | 0.5 | 0 | 0 | 0 | 0 |  | Conventional Hydro | Water |  | 0.865 |  | 0.19749 | 8.65 | 8.65e-06
R1535 | Niagara Mohawk Power Corp. | Beaver Falls #1 | E | 23633 | Beaver Falls | Lewis | NY | 1986-01-01 | 1.5 | 0 | 0 | 0 | 0 |  | Conventional Hydro | Water |  | 10.577 |  | 0.80495 | 105.77 | 0.00010577
R1536 | Niagara Mohawk Power Corp. | Beaver Falls #2 | E | 23633 | Beaver Falls | Lewis | NY | 1986-01-01 | 1 | 0 | 0 | 0 | 0 |  | Conventional Hydro | Water |  | 5.912 |  | 0.67489 | 59.12 | 5.912e-05
R1538 | Niagara Mohawk Power Corp. | Black River Hyd#1 - Rock Isl. | E | 23633 | Port Leyden | Lewis | NY | 1984-07-01 | 1.9 | 0 | 0 | 0 | 0 |  | Conventional Hydro | Water |  | 5.035 |  | 0.30251 | 50.35 | 5.035e-05
R1539 | Niagara Mohawk Power Corp. | Black River Hyd#2 - Denley | E | 23633 | Port Leyden | Lewis | NY | 1985-12-01 | 1.6 | 0 | 0 | 0 | 0 |  | Conventional Hydro | Water |  | 2.328 |  | 0.1661 | 23.28 | 2.328e-05
R1540 | Niagara Mohawk Power Corp. | Black River Hyd#3 - Pt. Leyden | E | 23633 | Port Leyden | Lewis | NY | 1984-07-01 | 2.2 | 0 | 0 | 0 | 0 |  | Conventional Hydro | Water |  | 17.273 |  | 0.89627 | 172.73 | 0.00017273
R1542 | Niagara Mohawk Power Corp. | Burrstone EC, LLC LU | E | 23633 | Utica | Oneida | NY | 2009-11-01 | 1.1 | 0 | 0 | 0 | 0 |  | Internal Combustion | Natural Gas |  | 1.045 |  | 0.10845 | 462.935 | 0.00046293
R1543 | Niagara Mohawk Power Corp. | Burrstone EC, LLC U | E | 23633 | Utica | Oneida | NY | 2009-11-01 | 2.2 | 0 | 0 | 0 | 0 |  | Internal Combustion | Natural Gas |  | 0.217 |  | 0.01126 | 96.131 | 9.6131e-05
R1545 | Niagara Mohawk Power Corp. | C.H.I. (Dexter) Hydro | E | 23633 | Dexter | Jefferson | NY | 1988-01-01 | 4.2 | 0 | 0 | 0 | 0 |  | Conventional Hydro | Water |  | 22.174 |  | 0.60269 | 221.74 | 0.00022174
R1546 | Niagara Mohawk Power Corp. | C.H.I. (Diamond Is) | E | 23633 | Watertown | Jefferson | NY | 1986-01-01 | 1.2 | 0 | 0 | 0 | 0 |  | Conventional Hydro | Water |  | 7.05 |  | 0.67066 | 70.5 | 7.05e-05
R1547 | Niagara Mohawk Power Corp. | C.H.I. (Fowler) | E | 23633 | Fowler | Lewis | NY | 1986-01-01 | 0.6 | 0 | 0 | 0 | 0 |  | Conventional Hydro | Water |  | 4.931 |  | 0.93817 | 49.31 | 4.931e-05
R1548 | Niagara Mohawk Power Corp. | C.H.I. (Hailsboro #3) | E | 23633 | Hailsboro | St Lawrence | NY | 1986-01-01 | 0.75 | 0 | 0 | 0 | 0 |  | Conventional Hydro | Water |  | 4.805 |  | 0.73135 | 48.05 | 4.805e-05
R1549 | Niagara Mohawk Power Corp. | C.H.I. (Hailsboro #4) | E | 23633 | Hailsboro | St Lawrence | NY | 1986-01-01 | 1.4 | 0 | 0 | 0 | 0 |  | Conventional Hydro | Water |  | 13.198 |  |  | 131.98 | 0.00013198
R1550 | Niagara Mohawk Power Corp. | C.H.I. (Hailsboro #6) | E | 23633 | Hailsboro | St Lawrence | NY | 1986-01-01 | 0.8 | 0 | 0 | 0 | 0 |  | Conventional Hydro | Water |  | 5.54 |  | 0.79053 | 55.4 | 5.54e-05
R1551 | Niagara Mohawk Power Corp. | C.H.I. (Theresa) | E | 23633 | Theresa | St Lawrence | NY | 1986-01-01 | 1.3 | 0 | 0 | 0 | 0 |  | Conventional Hydro | Water |  | 8.778 |  | 0.77081 | 87.78 | 8.778e-05
R1553 | Niagara Mohawk Power Corp. | Cellu-Tissue Corp - Nat. Dam | E | 23633 | Gouverneur | St Lawrence | NY | 1986-01-01 | 1 | 0 | 0 | 0 | 0 |  | Conventional Hydro | Water |  | 0.001 |  | 0.00011416 | 0.01 | 1e-08
R1558 | Niagara Mohawk Power Corp. | City of Utica - Sand Road | E | 23633 | Utica | Oneida | NY | 1993-05-01 | 0.2 | 0 | 0 | 0 | 0 |  | Conventional Hydro | Water |  | 1.247 |  | 0.71176 | 12.47 | 1.247e-05
R1559 | Niagara Mohawk Power Corp. | City of Utica -Trenton Falls | E | 23633 | Utica | Oneida | NY | 1993-02-01 | 0.2 | 0 | 0 | 0 | 0 |  | Conventional Hydro | Water |  | 0.676 |  | 0.38584 | 6.76 | 6.76e-06
R1560 | Niagara Mohawk Power Corp. | City of Watertown | E | 23633 | Watertown | Jefferson | NY | 1986-01-01 | 8.1 | 0 | 0 | 0 | 0 |  | Conventional Hydro | Water |  | 18.847 |  | 0.26562 | 188.47 | 0.00018847
R1563 | Niagara Mohawk Power Corp. | Copenhagen Assoc. | E | 23633 | Copenhagen | Lewis | NY | 1986-01-01 | 3.3 | 0 | 0 | 0 | 0 |  | Conventional Hydro | Water |  | 11.385 |  | 0.39384 | 113.85 | 0.00011385
R1565 | Niagara Mohawk Power Corp. | Cranberry Lake | E | 23633 | Cranberry Lake | Lewis | NY | 1987-12-01 | 0.5 | 0 | 0 | 0 | 0 |  | Conventional Hydro | Water |  | 2.054 |  | 0.46895 | 20.54 | 2.054e-05
R1567 | Niagara Mohawk Power Corp. | Empire Hydro Partners | E | 23633 | Port Leyden | Lewis | NY | 1984-11-01 | 1 | 0 | 0 | 0 | 0 |  | Conventional Hydro | Water |  | 4.706 |  | 0.53721 | 47.06 | 4.706e-05
R1570 | Niagara Mohawk Power Corp. | Forestport Hydro | E | 23633 | Forestport | Oneida | NY | 1987-12-01 | 3.4 | 0 | 0 | 0 | 0 |  | Conventional Hydro | Water |  | 12.689 |  | 0.42603 | 126.89 | 0.00012689
R1572 | Niagara Mohawk Power Corp. | Fortis Energy - Diana | E | 23633 | Diana | Lewis | NY | 1985-07-01 | 1.8 | 0 | 0 | 0 | 0 |  | Conventional Hydro | Water |  | 7.71 |  | 0.48896 | 77.1 | 7.71e-05
R1576 | Niagara Mohawk Power Corp. | Hewittville Hydro | E | 23633 | Potsdam | St Lawrence | NY | 1984-07-01 | 3 | 0 | 0 | 0 | 0 |  | Conventional Hydro | Water |  | 15.961 |  | 0.60734 | 159.61 | 0.00015961
R1580 | Niagara Mohawk Power Corp. | Hollow Dam Power | E | 23633 | Saint Lawrence | St Lawrence | NY | 1987-12-01 | 1 | 0 | 0 | 0 | 0 |  | Conventional Hydro | Water |  | 3.379 |  | 0.38573 | 33.79 | 3.379e-05
R1583 | Niagara Mohawk Power Corp. | Indian Falls HY | E | 23633 | Theresa | Jefferson | NY | 1986-01-01 | 0.3 | 0 | 0 | 0 | 0 |  | Conventional Hydro | Water
R1584 | Niagara Mohawk Power Corp. | Kayuta Lake | E | 23633 | Kayuta | Oneida | NY | 1988-05-01 | 0.4 | 0 | 0 | 0 | 0 |  | Conventional Hydro | Water |  | 1.983 |  | 0.56592 | 19.83 | 1.983e-05
R1585 | Niagara Mohawk Power Corp. | Kings Falls | E | 23633 | Copenhagen | Lewis | NY | 1988-05-01 | 1.6 | 0 | 0 | 0 | 0 |  | Conventional Hydro | Water
R1588 | Niagara Mohawk Power Corp. | Long Falls Hydro | E | 23633 | Carthage | Jefferson | NY | 1991-06-01 | 3.3 | 0 | 0 | 0 | 0 |  | Conventional Hydro | Water |  | 13.487 |  | 0.46655 | 134.87 | 0.00013487
R1589 | Niagara Mohawk Power Corp. | Lyonsdale Assoc. (Burrows) | E | 23633 | Lyons Falls | Lewis | NY | 1984-07-01 | 3 | 0 | 0 | 0 | 0 |  | Conventional Hydro | Water |  | 13.379 |  | 0.50909 | 133.79 | 0.00013379
R1593 | Niagara Mohawk Power Corp. | Newport Hydro Assoc. | E | 23633 | Newport | Herkimer | NY | 1987-12-01 | 1.7 | 0 | 0 | 0 | 0 |  | Conventional Hydro | Water |  | 8.123 |  | 0.54546 | 81.23 | 8.123e-05
R1594 | Niagara Mohawk Power Corp. | Northbrook Carthage | E | 23633 | Carthage | Jefferson | NY | 1986-01-01 | 4.4 | 0 | 0 | 0 | 0 |  | Conventional Hydro | Water |  | 25.641 |  | 0.66524 | 256.41 | 0.00025641
R1597 | Niagara Mohawk Power Corp. | Ogdensburg Hydro | E | 23633 | Ogdensburg | St Lawrence | NY | 1987-12-01 | 3.5 | 0 | 0 | 0 | 0 |  | Conventional Hydro | Water |  | 13.878 |  | 0.45264 | 138.78 | 0.00013878
R1603 | Niagara Mohawk Power Corp. | Sandy Hollow Hydro Assoc. | E | 23633 | Sandy Hollow | Jefferson | NY | 1986-09-01 | 0.6 | 0 | 0 | 0 | 0 |  | Conventional Hydro | Water |  | 1.048 |  | 0.19939 | 10.48 | 1.048e-05
R1605 | Niagara Mohawk Power Corp. | St. Elizabeth Medical Center | E | 23633 | Utica | Oneida | NY | 2012-02-01 | 0.6 | 0 | 0 | 0 | 0 |  | Internal Combustion | Natural Gas |  | 0.14 |  | 0.026636 | 62.02 | 6.202e-05
R1607 | Niagara Mohawk Power Corp. | Stillwater Assoc. | E | 23633 | Webb | Herkimer | NY | 1987-01-01 | 1.8 | 0 | 0 | 0 | 0 |  | Conventional Hydro | Water |  | 7.397 |  | 0.46911 | 73.97 | 7.397e-05
R1614 | Niagara Mohawk Power Corp. | Tannery Island | E | 23633 | Carthage | Jefferson | NY | 1986-01-01 | 1.5 | 0 | 0 | 0 | 0 |  | Conventional Hydro | Water |  | 9.319 |  | 0.70921 | 93.19 | 9.319e-05
R1617 | Niagara Mohawk Power Corp. | Unionville Hydro | E | 23633 | Potsdam | St Lawrence | NY | 1984-07-01 | 3 | 0 | 0 | 0 | 0 |  | Conventional Hydro | Water |  | 15.807 |  | 0.60148 | 158.07 | 0.00015807
R1621 | Niagara Mohawk Power Corp. | Village of Gouverneur | E | 23633 | Gouverneur | St Lawrence | NY | 1986-01-01 | 0.1 | 0 | 0 | 0 | 0 |  | Conventional Hydro | Water
R1622 | Niagara Mohawk Power Corp. | Village of Potsdam | E | 23633 | Potsdam | St Lawrence | NY | 1986-01-01 | 0.8 | 0 | 0 | 0 | 0 |  | Conventional Hydro | Water
R1623 | Niagara Mohawk Power Corp. | Village of Potsdam 2 | E | 23633 | Potsdam | St Lawrence | NY | 2014-04-01 | 0.5 | 0 | 0 | 0 | 0 |  | Conventional Hydro | Water
R1635 | Northbrook Lyons Falls, LLC | Hampshire Paper | E | 323593 | Gouverneur | St Lawrence | NY | 1987-03-01 | 3.4 | 3.5 | 3.5 | 3.4 | 3.4 |  | Conventional Hydro | Water |  | 20.2332 |  | 0.67933 | 202.3316 | 0.00020233
R1636 | Northbrook Lyons Falls, LLC | Lyons Falls Hydro | E | 23570 | Lyons Falls | Lewis | NY | 1986-01-01 | 8 | 7.3 | 7.3 | 8 | 8 |  | Conventional Hydro | Water |  | 46.0363 |  | 0.65691 | 460.3631 | 0.00046036
R1663 | ReEnergy Black River LLC | Fort Drum | E | 23780 | Watertown | Jefferson | NY | 2013-05-30 | 55.5 | 55.6 | 55.6 | 0 | 0 |  | Steam Turbine (Fossil) | Wood | No. 2 Fuel Oil | 190.654 |  | 0.39215 | 5147.658 | 0.0051477
R1679 | SBF New York, LLC | Beaver Falls | E | 23983 | Beaver Falls | Lewis | NY | 1995-03-01 | 107.8 | 80.2 | 94.9 | 81.4 | 95.7 | YES | Combined Cycle | Natural Gas | No. 2 Fuel Oil | 5.7143 |  | 0.0060512 | 2531.4349 | 0.0025314
R1691 | Seneca Power Partners, L.P. | Carthage Energy | E | 23857 | Carthage | Jefferson | NY | 1991-08-01 | 62.9 | 59 | 70.6 | 56.5 | 64.2 | YES | Combined Cycle | Natural Gas | No. 2 Fuel Oil | 4.9009 |  | 0.0088945 | 2171.0943 | 0.0021711
R1694 | Seneca Power Partners, L.P. | Sterling | E | 23777 | Sherrill | Oneida | NY | 1991-06-01 | 65.3 | 57.4 | 72.1 | 50.4 | 63.4 |  | Combined Cycle | Natural Gas |  | 12.9431 |  | 0.022627 | 5733.7933 | 0.0057338
Totals | [8 empty] | 1260.225 | [8 empty] | 4104.3053 |  |  | 55729.4564 | 0.055729

## Zone F
Line No. | Billing Org | Station Unit | Zone | PTID | Town | Cnty | St | YYY-MM-DD | Nameplate MW | CRIS SUM MW | CRIS WIN MW | CAPABILITY SUM MW | CAPABILITY WIN MW | DUAL | Unit Type | Fuel Type 1 | Fuel Type 2 | 2017 GWh | Notes | Capacity | CO2 Emissions MTCO2 | CO2 Emissions MMTCO2
R1001 | Albany Energy LLC | Albany LFGE | F | 323615 | Albany | Albany | NY | 1998-05-01 | 5.6 | 4.5 | 4.5 | 5.6 | 5.6 |  | Internal Combustion | Bio Gas |  | 26.4114 |  | 0.53839 | 290.526 | 0.00029053
R1068 | Boralex Hydro Operations Inc | Fourth Branch | F | 23824 | Waterford | Saratoga | NY | 1987-12-01 | 3.3 | 3.5 | 3.5 | 3.3 | 3.3 |  | Conventional Hydro | Water |  | 11.9891 |  | 0.41473 | 119.8906 | 0.00011989
R1069 | Boralex Hydro Operations Inc | NYS Dam | F | 23527 | Waterford | Saratoga | NY | 1990-12-01 | 11.4 | 11.3 | 11.3 | 11.4 | 11.4 |  | Conventional Hydro | Water |  | 59.0279 |  | 0.59108 | 590.2787 | 0.00059028
R1071 | Boralex Hydro Operations Inc | Warrensburg | F | 23737 | Warrensburg | Warren | NY | 1988-12-01 | 2.9 | 3 | 3 | 2.9 | 2.9 |  | Conventional Hydro | Water |  | 12.3923 |  | 0.48781 | 123.923 | 0.00012392
R1080 | Castleton Power, LLC | Castleton Energy Center | F | 23900 | Castleton | Rensselaer | NY | 1992-01-01 | 72 | 69 | 86.6 | 69.6 | 76.9 | YES | Combined Cycle | Natural Gas | No. 2 Fuel Oil | 158.1116 |  | 0.25068 | 70043.4388 | 0.070043
R1115 | Consolidated Edison Energy, Inc. | Rensselaer | F | 23796 | Rensselaer | Rensselaer | NY | 1993-12-01 | 96.9 | 79 | 79 | 77 | 82.7 | YES | Combined Cycle | Natural Gas | No. 2 Fuel Oil | 6.1413 |  | 0.0072349 | 2720.5959 | 0.0027206
R1136 | Empire Generating Co, LLC | EMPIRE_CC_1 | F | 323656 | Rensselaer | Rensselaer | NY | 2010-09-02 | 335 | 294.2 | 360.2 | 298.6 | 335.1 | YES | Combined Cycle | Natural Gas | No. 2 Fuel Oil | 1214.946 |  | 0.41401 | 538221.078 | 0.53822
R1137 | Empire Generating Co, LLC | EMPIRE_CC_2 | F | 323658 | Rensselaer | Rensselaer | NY | 2010-09-02 | 335 | 298.2 | 365.1 | 298.6 | 335.8 | YES | Combined Cycle | Natural Gas | No. 2 Fuel Oil | 1142.365 |  | 0.38927 | 506067.695 | 0.50607
R1181 | Erie Blvd. Hydro - East Canada Capital | Beardslee 1 | F | 24051 | Little Falls | Herkimer | NY | 1924-01-01 | 10 | 9.5 | 9.5 | 10 | 10 |  | Conventional Hydro | Water |  | 24.7364 |  | 0.28238 | 247.3642 | 0.00024736
R1182 | Erie Blvd. Hydro - East Canada Capital | Beardslee 2 | F | 24051 | Little Falls | Herkimer | NY | 1924-01-01 | 10 | 9.5 | 9.5 | 10 | 10 |  | Conventional Hydro | Water |  | 35.5283 |  | 0.40557 | 355.2826 | 0.00035528
R1183 | Erie Blvd. Hydro - East Canada Capital | Ephratah 1 | F | 24051 | Caroga Lake | Fulton | NY | 1920-01-01 | 1.35 | 0.7 | 0.7 | 1.35 | 1.35 |  | Conventional Hydro | Water |  | 8e-05 |  | 6.7648e-06 | 0.0008 | 8e-10
R1184 | Erie Blvd. Hydro - East Canada Capital | Ephratah 2 | F | 24051 | Caroga Lake | Fulton | NY | 1911-01-01 | 1.2 | 0.6 | 0.6 | 1.2 | 1.2 |  | Conventional Hydro | Water |  | 2.2503 |  | 0.21407 | 22.5029 | 2.2503e-05
R1185 | Erie Blvd. Hydro - East Canada Capital | Ephratah 3 | F | 24051 | Caroga Lake | Fulton | NY | 1911-01-01 | 1.3 | 0 | 0 | 0 | 0 |  | Conventional Hydro | Water |  | 2.7388 |  | 0.2405 | 27.3878 | 2.7388e-05
R1186 | Erie Blvd. Hydro - East Canada Capital | Ephratah 4 | F | 24051 | Caroga Lake | Fulton | NY | 1911-01-01 | 1.3 | 0.7 | 0.7 | 1.3 | 1.3 |  | Conventional Hydro | Water |  | 2.5848 |  | 0.22697 | 25.8475 | 2.5847e-05
R1189 | Erie Blvd. Hydro - Lower Hudson | Johnsonville 1 | F | 24059 | Johnsonville | Rensselaer | NY | 1909-01-01 | 1.2 | 1.3 | 1.3 | 1.2 | 1.2 |  | Conventional Hydro | Water |  | 2.9164 |  | 0.27744 | 29.164 | 2.9164e-05
R1190 | Erie Blvd. Hydro - Lower Hudson | Johnsonville 2 | F | 24059 | Johnsonville | Rensselaer | NY | 1909-01-01 | 1.2 | 1.3 | 1.3 | 1.2 | 1.2 |  | Conventional Hydro | Water |  | 3.7711 |  | 0.35874 | 37.7109 | 3.7711e-05
R1191 | Erie Blvd. Hydro - Lower Hudson | Schaghticoke 1 | F | 24059 | Schaghticoke | Rensselaer | NY | 1908-01-01 | 3.275 | 4.1 | 4.1 | 3.275 | 3.275 |  | Conventional Hydro | Water |  | 16.2411 |  | 0.56611 | 162.4106 | 0.00016241
R1192 | Erie Blvd. Hydro - Lower Hudson | Schaghticoke 2 | F | 24059 | Schaghticoke | Rensselaer | NY | 1908-01-01 | 3.275 | 4.1 | 4.1 | 3.275 | 3.275 |  | Conventional Hydro | Water |  | 12.932 |  | 0.45076 | 129.3196 | 0.00012932
R1193 | Erie Blvd. Hydro - Lower Hudson | Schaghticoke 3 | F | 24059 | Schaghticoke | Rensselaer | NY | 1908-01-01 | 3.275 | 4.1 | 4.1 | 3.275 | 3.275 |  | Conventional Hydro | Water |  | 14.8525 |  | 0.51771 | 148.5251 | 0.00014853
R1194 | Erie Blvd. Hydro - Lower Hudson | Schaghticoke 4 | F | 24059 | Schaghticoke | Rensselaer | NY | 1908-01-01 | 3.275 | 4.1 | 4.1 | 3.275 | 3.275 |  | Conventional Hydro | Water |  | 8.6155 |  | 0.30031 | 86.1551 | 8.6155e-05
R1195 | Erie Blvd. Hydro - Lower Hudson | School Street 1 | F | 24059 | Cohoes | Albany | NY | 1974-01-01 | 7.2 | 6.9 | 6.9 | 7.2 | 7.2 |  | Conventional Hydro | Water |  | 43.385 |  | 0.68786 | 433.85 | 0.00043385
R1196 | Erie Blvd. Hydro - Lower Hudson | School Street 2 | F | 24059 | Cohoes | Albany | NY | 1915-01-01 | 7.2 | 6.9 | 6.9 | 7.2 | 7.2 |  | Conventional Hydro | Water |  | 30.1563 |  | 0.47813 | 301.5634 | 0.00030156
R1197 | Erie Blvd. Hydro - Lower Hudson | School Street 3 | F | 24059 | Cohoes | Albany | NY | 1915-01-01 | 7.2 | 6.9 | 6.9 | 7.2 | 7.2 |  | Conventional Hydro | Water |  | 34.7168 |  | 0.55043 | 347.1677 | 0.00034717
R1198 | Erie Blvd. Hydro - Lower Hudson | School Street 4 | F | 24059 | Cohoes | Albany | NY | 1922-01-01 | 7.2 | 6.9 | 6.9 | 7.2 | 7.2 |  | Conventional Hydro | Water |  | 27.6733 |  | 0.43876 | 276.7328 | 0.00027673
R1199 | Erie Blvd. Hydro - Lower Hudson | School Street 5 | F | 24059 | Cohoes | Albany | NY | 1924-01-01 | 10 | 9.6 | 9.6 | 10 | 10 |  | Conventional Hydro | Water |  | 28.5289 |  | 0.32567 | 285.2893 | 0.00028529
R1200 | Erie Blvd. Hydro - Lower Hudson | Schuylerville | F | 24059 | Schuylerville | Saratoga | NY | 1919-01-01 | 1.2 | 1.5 | 1.5 | 1.2 | 1.2 |  | Conventional Hydro | Water |  | 6.7402 |  | 0.6412 | 67.4025 | 6.7402e-05
R1285 | Erie Blvd. Hydro - Upper Hudson | E J West 1 | F | 24058 | Hadley | Saratoga | NY | 1930-01-01 | 10 | 11.9 | 11.9 | 10 | 10 |  | Conventional Hydro | Water |  | 36.7393 |  | 0.4194 | 367.3932 | 0.00036739
R1286 | Erie Blvd. Hydro - Upper Hudson | E J West 2 | F | 24058 | Hadley | Saratoga | NY | 1930-01-01 | 10 | 11.9 | 11.9 | 10 | 10 |  | Conventional Hydro | Water |  | 40.9685 |  | 0.46768 | 409.685 | 0.00040969
R1287 | Erie Blvd. Hydro - Upper Hudson | Feeder Dam 1 | F | 24058 | S Glens Falls | Saratoga | NY | 1924-01-01 | 1.2 | 0.9 | 0.9 | 1.2 | 1.2 |  | Conventional Hydro | Water |  | 6.5302 |  | 0.62121 | 65.3021 | 6.5302e-05
R1288 | Erie Blvd. Hydro - Upper Hudson | Feeder Dam 2 | F | 24058 | S Glens Falls | Saratoga | NY | 1924-01-01 | 1.2 | 0.9 | 0.9 | 1.2 | 1.2 |  | Conventional Hydro | Water |  | 6.0861 |  | 0.57896 | 60.8606 | 6.0861e-05
R1289 | Erie Blvd. Hydro - Upper Hudson | Feeder Dam 3 | F | 24058 | S Glens Falls | Saratoga | NY | 1924-01-01 | 1.2 | 0.9 | 0.9 | 1.2 | 1.2 |  | Conventional Hydro | Water |  | 5.9175 |  | 0.56293 | 59.1749 | 5.9175e-05
R1290 | Erie Blvd. Hydro - Upper Hudson | Feeder Dam 4 | F | 24058 | S Glens Falls | Saratoga | NY | 1924-01-01 | 1.2 | 0.9 | 0.9 | 1.2 | 1.2 |  | Conventional Hydro | Water |  | 7.466 |  | 0.71024 | 74.6601 | 7.466e-05
R1291 | Erie Blvd. Hydro - Upper Hudson | Feeder Dam 5 | F | 24058 | S Glens Falls | Saratoga | NY | 1924-01-01 | 1.2 | 0.9 | 0.9 | 1.2 | 1.2 |  | Conventional Hydro | Water |  | 3.6543 |  | 0.34763 | 36.5426 | 3.6543e-05
R1292 | Erie Blvd. Hydro - Upper Hudson | Sherman Island 1 | F | 24058 | Queensbury | Warren | NY | 2009-03-01 | 8 | 0 | 0 | 0 | 0 |  | Conventional Hydro | Water |  | 37.2449 |  | 0.53146 | 372.4491 | 0.00037245
R1293 | Erie Blvd. Hydro - Upper Hudson | Sherman Island 2 | F | 24058 | Queensbury | Warren | NY | 1923-01-01 | 7.2 | 8.1 | 8.1 | 7.2 | 7.2 |  | Conventional Hydro | Water |  | 43.1736 |  | 0.68451 | 431.7361 | 0.00043174
R1294 | Erie Blvd. Hydro - Upper Hudson | Sherman Island 3 | F | 24058 | Queensbury | Warren | NY | 1923-01-01 | 8.7 | 9.7 | 9.7 | 8.7 | 8.7 |  | Conventional Hydro | Water |  | 47.6208 |  | 0.62485 | 476.2079 | 0.00047621
R1295 | Erie Blvd. Hydro - Upper Hudson | Sherman Island 4 | F | 24058 | Queensbury | Warren | NY | 1923-01-01 | 7.2 | 8.1 | 8.1 | 7.2 | 7.2 |  | Conventional Hydro | Water |  | 39.56 |  | 0.62722 | 395.6 | 0.0003956
R1296 | Erie Blvd. Hydro - Upper Hudson | Sherman Island 5 | F | 24058 | Queensbury | Warren | NY | 1923-01-01 | 7.2 | 8.1 | 8.1 | 7.2 | 7.2 |  | Conventional Hydro | Water |  | 29.4899 |  | 0.46756 | 294.8986 | 0.0002949
R1297 | Erie Blvd. Hydro - Upper Hudson | Sherman Island 6 | F | 24058 | Queensbury | Warren | NY | 2009-02-02 | 1.3 | 0 | 0 | 0 | 0 |  | Conventional Hydro | Water |  | 9.1307 |  | 0.80178 | 91.3068 | 9.1307e-05
R1298 | Erie Blvd. Hydro - Upper Hudson | Spier Falls 1 | F | 24058 | Moreau | Saratoga | NY | 1924-01-01 | 6.8 | 8.4 | 8.4 | 6.8 | 6.8 |  | Conventional Hydro | Water |  | 43.768 |  | 0.73476 | 437.6803 | 0.00043768
R1299 | Erie Blvd. Hydro - Upper Hudson | Spier Falls 2 | F | 24058 | Moreau | Saratoga | NY | 1930-01-01 | 37.6 | 46.9 | 46.9 | 37.6 | 37.6 |  | Conventional Hydro | Water |  | 219.37 |  | 0.66602 | 2193.7005 | 0.0021937
R1300 | Erie Blvd. Hydro - Upper Hudson | Stewarts Bridge 1 | F | 24058 | Hadley | Saratoga | NY | 1952-01-01 | 30 | 35.8 | 35.8 | 30 | 30 |  | Conventional Hydro | Water |  | 138.1541 |  | 0.5257 | 1381.5415 | 0.0013815
R1301 | Erie Blvd. Hydro - Upper Hudson | Stewarts Bridge 2 | F | 24058 | Hadley | Saratoga | NY | 2013-06-01 | 2.5 | 0 | 0 | 0 | 0 |  | Conventional Hydro | Water |  | 20.6054 |  | 0.94089 | 206.0543 | 0.00020605
R1349 | Indeck-Corinth LP | Indeck-Corinth | F | 23802 | Corinth | Saratoga | NY | 1995-07-01 | 147 | 131.2 | 134 | 130.6 | 134.7 | YES | Combined Cycle | Natural Gas | No. 2 Fuel Oil | 665.264 |  | 0.51662 | 294711.952 | 0.29471
R1356 | Innovative Energy Systems, Inc. | Colonie LFGTE | F | 323577 | Colonie | Albany | NY | 2006-03-01 | 6.4 | 6.4 | 6.4 | 6.4 | 6.4 |  | Internal Combustion | Bio Gas |  | 35.1628 |  | 0.62719 | 386.7907 | 0.00038679
R1358 | Innovative Energy Systems, Inc. | Fulton LFGE | F | 323630 | Johnstown | Fulton | NY | 2010-06-04 | 3.2 | 0 | 0 | 0 | 0 |  | Internal Combustion | Bio Gas |  | 12.6077 |  | 0.44976 | 138.6851 | 0.00013869
R1442 | New Athens Generating Company, LLC | Athens 1 | F | 23668 | Athens | Greene | NY | 2004-05-01 | 441 | 316.6 | 399.9 | 333.5 | 401.8 | YES | Combined Cycle | Natural Gas | No. 2 Fuel Oil | 1697.8407 |  | 0.4395 | 752143.439 | 0.75214
R1443 | New Athens Generating Company, LLC | Athens 2 | F | 23670 | Athens | Greene | NY | 2004-05-01 | 441 | 315.6 | 398.6 | 329.5 | 406.9 | YES | Combined Cycle | Natural Gas | No. 2 Fuel Oil | 1045.5593 |  | 0.27065 | 463182.7655 | 0.46318
R1444 | New Athens Generating Company, LLC | Athens 3 | F | 23677 | Athens | Greene | NY | 2004-05-01 | 441 | 312.8 | 395.1 | 331.1 | 394.1 | YES | Combined Cycle | Natural Gas | No. 2 Fuel Oil | 1147.4236 |  | 0.29702 | 508308.6371 | 0.50831
R1449 | New York Power Authority | Blenheim - Gilboa 1 | F | 23756 | Gilboa NY | Schoharie | NY | 1973-07-01 | 290 | 290.7 | 290.7 | 292.4 | 292.4 |  | Pumped Storage Hydro | Water |  | 82.094 |  | 0.032315 | 820.94 | 0.00082094
R1450 | New York Power Authority | Blenheim - Gilboa 2 | F | 23757 | Gilboa NY | Schoharie | NY | 1973-07-01 | 290 | 291.2 | 291.2 | 291.8 | 292 |  | Pumped Storage Hydro | Water |  | 174.191 |  | 0.068568 | 1741.91 | 0.0017419
R1451 | New York Power Authority | Blenheim - Gilboa 3 | F | 23758 | Gilboa NY | Schoharie | NY | 1973-07-01 | 290 | 291.7 | 291.7 | 291.8 | 292.5 |  | Pumped Storage Hydro | Water |  | 22.91 |  | 0.0090183 | 229.1 | 0.0002291
R1452 | New York Power Authority | Blenheim - Gilboa 4 | F | 23759 | Gilboa NY | Schoharie | NY | 1973-07-01 | 290 | 291.5 | 291.5 | 292.6 | 293 |  | Pumped Storage Hydro | Water |  | 72.235 |  | 0.028434 | 722.35 | 0.00072235
R1454 | New York Power Authority | Crescent 1 | F | 24018 | Crescent | Albany | NY | 1991-07-01 | 2.8 | 3.2 | 3.2 | 2.8 | 2.8 |  | Conventional Hydro | Water |  | 14.0905 |  | 0.57446 | 140.9047 | 0.0001409
R1455 | New York Power Authority | Crescent 2 | F | 24018 | Crescent | Albany | NY | 1991-07-01 | 2.8 | 3.2 | 3.2 | 2.8 | 2.8 |  | Conventional Hydro | Water |  | 16.9171 |  | 0.68971 | 169.171 | 0.00016917
R1456 | New York Power Authority | Crescent 3 | F | 24018 | Crescent | Albany | NY | 1991-07-01 | 3 | 3.2 | 3.2 | 3 | 3 |  | Conventional Hydro | Water |  | 16.9937 |  | 0.64664 | 169.9373 | 0.00016994
R1457 | New York Power Authority | Crescent 4 | F | 24018 | Crescent | Albany | NY | 1991-07-01 | 3 | 3.2 | 3.2 | 3 | 3 |  | Conventional Hydro | Water |  | 18.4508 |  | 0.70209 | 184.5082 | 0.00018451
R1479 | New York Power Authority | Vischer Ferry 1 | F | 24020 | Vischer Ferry | Saratoga | NY | 1991-07-01 | 2.8 | 3.2 | 3.2 | 2.8 | 2.9 |  | Conventional Hydro | Water |  | 6.4367 |  | 0.26242 | 64.3671 | 6.4367e-05
R1480 | New York Power Authority | Vischer Ferry 2 | F | 24020 | Vischer Ferry | Saratoga | NY | 1991-07-01 | 2.8 | 3.2 | 3.2 | 2.8 | 2.9 |  | Conventional Hydro | Water |  | 11.9365 |  | 0.48665 | 119.3653 | 0.00011937
R1481 | New York Power Authority | Vischer Ferry 3 | F | 24020 | Vischer Ferry | Saratoga | NY | 1991-07-01 | 3 | 3.2 | 3.2 | 3 | 2.9 |  | Conventional Hydro | Water |  | 14.704 |  | 0.55951 | 147.0401 | 0.00014704
R1482 | New York Power Authority | Vischer Ferry 4 | F | 24020 | Vischer Ferry | Saratoga | NY | 1991-07-01 | 3 | 3.2 | 3.2 | 3 | 2.9 |  | Conventional Hydro | Water |  | 16.6869 |  | 0.63497 | 166.869 | 0.00016687
R1513 | New York State Elec. & Gas Corp. | Mechanicville 1 | F | 23645 | Stillwater | Saratoga | NY | 1983-09-01 | 9.2 | 10 | 10 | 9.2 | 9.25 |  | Conventional Hydro | Water |  | 41.323 |  | 0.51274 | 413.23 | 0.00041323
R1514 | New York State Elec. & Gas Corp. | Mechanicville 2 | F | 23645 | Stillwater | Saratoga | NY | 1983-09-01 | 9.3 | 10 | 10 | 9.3 | 9.25 |  | Conventional Hydro | Water |  | 30.44 |  | 0.37364 | 304.4 | 0.0003044
R1518 | Niagara Mohawk Power Corp. | Boralex - Hudson Falls | F | 24011 | Hudson Falls | Washington | NY | 1995-10-01 | 44 | 43.7 | 43.7 | 0 | 0 |  | Conventional Hydro | Water |  | 241.5959 |  | 0.62681 | 2415.9585 | 0.002416
R1519 | Niagara Mohawk Power Corp. | Boralex - South Glens Falls | F | 24028 | Moreau | Saratoga | NY | 1994-12-01 | 13.8 | 14.8 | 14.8 | 0 | 0 |  | Conventional Hydro | Water |  | 83.6536 |  | 0.69199 | 836.5363 | 0.00083654
R1520 | Niagara Mohawk Power Corp. | CHI-LaChute | F | 1654 | Ticonderoga | Essex | NY | 1987-12-01 | 9 | 8.9 | 8.9 | 0 | 0 |  | Conventional Hydro | Water |  | 30.9115 |  | 0.39208 | 309.1154 | 0.00030912
R1525 | Niagara Mohawk Power Corp. | International Paper - Curtis | F | 1655 | Corinth | Saratoga | NY | 1986-01-01 | 9.8 | 30.8 | 30.8 | 0 | 0 |  | Conventional Hydro | Water |  | 371.5436 | ( G ) |  | 3715.436 | 0.0037154
R1526 | Niagara Mohawk Power Corp. | International Paper - Palmer | F | 1655 | Corinth | Saratoga | NY | 1986-01-01 | 49.2 | 30.8 | 30.8 | 0 | 0 |  | Conventional Hydro | Water
R1541 | Niagara Mohawk Power Corp. | Boralex - Middle Falls | F | 23643 | Easton | Washington | NY | 1989-12-01 | 2.2 | 0 | 0 | 0 | 0 |  | Conventional Hydro | Water |  | 10.727 |  | 0.55661 | 107.27 | 0.00010727
R1554 | Niagara Mohawk Power Corp. | Champlain Spinner | F | 23643 | Whitehall | Essex | NY | 1992-07-01 | 0.4 | 0 | 0 | 0 | 0 |  | Conventional Hydro | Water |  | 1.394 |  | 0.39783 | 13.94 | 1.394e-05
R1555 | Niagara Mohawk Power Corp. | Chittenden Falls | F | 23643 | Stuyvesant | Columbia | NY | 1995-12-01 | 0.6 | 0 | 0 | 0 | 0 |  | Conventional Hydro | Water
R1556 | Niagara Mohawk Power Corp. | Christine Falls Hydro | F | 23643 | Wells | Hamilton | NY | 1987-12-01 | 0.85 | 0 | 0 | 0 | 0 |  | Conventional Hydro | Water |  | 3.292 |  | 0.44212 | 32.92 | 3.292e-05
R1561 | Niagara Mohawk Power Corp. | City of Watervliet Hydro | F | 23643 | Guilderland | Albany | NY | 1986-01-01 | 1.5 | 0 | 0 | 0 | 0 |  | Conventional Hydro | Water |  | 3.016 |  | 0.22953 | 30.16 | 3.016e-05
R1562 | Niagara Mohawk Power Corp. | Cons. HY-Victory | F | 23643 | Victory Falls | Saratoga | NY | 1986-12-01 | 1.7 | 0 | 0 | 0 | 0 |  | Conventional Hydro | Water |  | 6.932 |  | 0.46548 | 69.32 | 6.932e-05
R1564 | Niagara Mohawk Power Corp. | Cottrell Paper | F | 23643 | Rock City Falls | Saratoga | NY | 1987-01-01 | 0.3 | 0 | 0 | 0 | 0 |  | Conventional Hydro | Water |  | 0.027 |  | 0.010274 | 0.27 | 2.7e-07
R1566 | Niagara Mohawk Power Corp. | Edison Hydro Electric | F | 23643 | Stottville | Columbia | NY | 2009-11-01 | 0.3 | 0 | 0 | 0 | 0 |  | Conventional Hydro | Water |  | 1.029 |  | 0.39155 | 10.29 | 1.029e-05
R1568 | Niagara Mohawk Power Corp. | Finch Paper LLC - Glens Falls | F | 23643 | Glens Falls | Warren | NY | 2009-11-01 | 11.8 | 0 | 0 | 0 | 0 |  | Conventional Hydro | Water |  | 0.33 |  | 0.0031925 | 3.3 | 3.3e-06
R1569 | Niagara Mohawk Power Corp. | Finch Pruyn | F | 23643 | Glens Falls | Warren | NY | 1989-12-01 | 29 | 0 | 0 | 0 | 0 |  | Conventional Hydro | Water
R1571 | Niagara Mohawk Power Corp. | Fort Miller Assoc | F | 23643 | Schuylerville | Saratoga | NY | 1985-10-01 | 5 | 0 | 0 | 0 | 0 |  | Conventional Hydro | Water |  | 27.351 |  | 0.62445 | 273.51 | 0.00027351
R1574 | Niagara Mohawk Power Corp. | Gloversville Johnstown WWT | F | 23643 | Gloversville | Fulton | NY | 2010-01-01 | 0.7 | 0 | 0 | 0 | 0 |  | Internal Combustion | Bio Gas |  | 1.364 |  | 0.22244 | 15.004 | 1.5004e-05
R1575 | Niagara Mohawk Power Corp. | Green Island Power Authority | F | 23643 | Green Island | Albany | NY | 1971-01-01 | 6 | 0 | 0 | 0 | 0 |  | Conventional Hydro | Water |  | 41.138 |  | 0.78269 | 411.38 | 0.00041138
R1577 | Niagara Mohawk Power Corp. | Hollings&Vose-Center | F | 23643 | Easton | Washington | NY | 1986-01-01 | 0.4 | 0 | 0 | 0 | 0 |  | Conventional Hydro | Water |  | 0.616 |  | 0.1758 | 6.16 | 6.16e-06
R1578 | Niagara Mohawk Power Corp. | Hollings&Vose-Lower | F | 23643 | Easton | Washington | NY | 1986-01-01 | 0.4 | 0 | 0 | 0 | 0 |  | Conventional Hydro | Water
R1579 | Niagara Mohawk Power Corp. | Hollings&Vose-Upper | F | 23643 | Easton | Washington | NY | 1986-01-01 | 0.4 | 0 | 0 | 0 | 0 |  | Conventional Hydro | Water
R1581 | Niagara Mohawk Power Corp. | Hoosick Falls | F | 23643 | Hoosick Falls | Rensselaer | NY | 1988-08-01 | 0.6 | 0 | 0 | 0 | 0 |  | Conventional Hydro | Water
R1590 | Niagara Mohawk Power Corp. | Mechanicville | F | 23643 | Halfmoon | Saratoga | NY | 2005-03-01 | 3.8 | 0 | 0 | 0 | 0 |  | Conventional Hydro | Water |  | 22.779 |  | 0.6843 | 227.79 | 0.00022779
R1591 | Niagara Mohawk Power Corp. | Mount Ida Hydro | F | 23643 | Troy | Rensselaer | NY | 1986-01-01 | 3 | 0 | 0 | 0 | 0 |  | Conventional Hydro | Water |  | 8.743 |  | 0.33269 | 87.43 | 8.743e-05
R1592 | Niagara Mohawk Power Corp. | Mountainaire Massage Spa | F | 23643 | Wevertown | Warren | NY | 2009-11-01 |  | 0 | 0 | 0 | 0 |  | Conventional Hydro | Water
R1602 | Niagara Mohawk Power Corp. | Riverrat Glass & Electric | F | 23643 | Wadhams | Essex | NY | 1986-01-01 | 0.6 | 0 | 0 | 0 | 0 |  | Conventional Hydro | Water |  | 1.897 |  | 0.36092 | 18.97 | 1.897e-05
R1606 | Niagara Mohawk Power Corp. | Stevens&Thompson Paper | F | 23643 | Middle Falls | Washington | NY | 1987-12-01 | 10.5 | 0 | 0 | 0 | 0 |  | Conventional Hydro | Water |  | 28.499 |  | 0.30984 | 284.99 | 0.00028499
R1608 | Niagara Mohawk Power Corp. | Stillwater Hydro Partners LP | F | 23643 | Stillwater | Saratoga | NY | 1993-04-01 | 3.4 | 0 | 0 | 0 | 0 |  | Conventional Hydro | Water |  | 15.287 |  | 0.51326 | 152.87 | 0.00015287
R1609 | Niagara Mohawk Power Corp. | Stuyvesant Falls Hydro | F | 23643 | Stuyvesant | Columbia | NY | 2013-02-01 | 7 | 0 | 0 | 0 | 0 |  | Conventional Hydro | Water |  | 14.597 |  | 0.23805 | 145.97 | 0.00014597
R1611 | Niagara Mohawk Power Corp. | Synergics - Middle Greenwich | F | 23643 | Greenwich | Washington | NY | 1987-12-01 | 0.2 | 0 | 0 | 0 | 0 |  | Conventional Hydro | Water
R1613 | Niagara Mohawk Power Corp. | Synergics - Upper Greenwich | F | 23643 | Greenwich | Washington | NY | 1987-12-01 | 0.4 | 0 | 0 | 0 | 0 |  | Conventional Hydro | Water |  | 0.012 |  | 0.0034247 | 0.12 | 1.2e-07
R1615 | Niagara Mohawk Power Corp. | Town of Wells (Lake Algon.) | F | 23643 | Wells | Hamilton | NY | 1987-12-01 | 0.5 | 0 | 0 | 0 | 0 |  | Conventional Hydro | Water |  | 1.809 |  | 0.41301 | 18.09 | 1.809e-05
R1616 | Niagara Mohawk Power Corp. | Tri-City JATC | F | 23643 | Latham | Albany | NY | 2009-11-01 |  | 0 | 0 | 0 | 0 |  | Internal Combustion | Natural Gas
R1619 | Niagara Mohawk Power Corp. | Valatie Falls | F | 23643 | Valatie | Columbia | NY | 1992-12-01 | 0.1 | 0 | 0 | 0 | 0 |  | Conventional Hydro | Water |  | 0.547 |  | 0.62443 | 5.47 | 5.47e-06
R1620 | Niagara Mohawk Power Corp. | Valley Falls Assoc. | F | 23643 | Valley Falls | Rensselaer | NY | 1985-08-01 | 2.5 | 0 | 0 | 0 | 0 |  | Conventional Hydro | Water |  | 9.048 |  | 0.41315 | 90.48 | 9.048e-05
R1661 | PSEG Energy Resource & Trade, LLC | Bethlehem Energy Center | F | 323570 | Bethlehem | Albany | NY | 2005-07-01 | 893.1 | 835 | 924.8 | 787.2 | 862.5 | YES | Combined Cycle | Natural Gas | No. 2 Fuel Oil | 5303.7158 |  | 0.67792 | 2349546.0994 | 2.3495
R1681 | Selkirk Cogen Partners, L.P. | Selkirk-I | F | 23801 | Selkirk | Albany | NY | 1992-03-01 | 107.2 | 82.1 | 107.2 | 78.1 | 104.3 | YES | Combined Cycle | Natural Gas | No. 2 Fuel Oil | 28.666 |  | 0.030526 | 12699.038 | 0.012699
R1682 | Selkirk Cogen Partners, L.P. | Selkirk-II | F | 23799 | Selkirk | Albany | NY | 1994-09-01 | 338.8 | 291.3 | 380.5 | 282.1 | 325.9 | YES | Combined Cycle | Natural Gas | No. 2 Fuel Oil | 200.4382 |  | 0.067536 | 88794.1315 | 0.088794
R1697 | Stephentown Spindle LLC | Beacon LESR | F | 323632 | Stephentown | Rensselaer | NY | 2010-11-29 | 20 | 0 | 0 | 0 | 0 |  | Energy Storage | Fly Wheel
R1702 | Wheelabrator Hudson Falls, LLC | Wheelabrator Hudson Falls | F | 23798 | Hudson Falls | Washington | NY | 1991-10-01 | 14.4 | 12.7 | 12.7 | 10.9 | 10.3 |  | Steam Turbine (Fossil) | Refuse |  | 71.104 |  | 0.56367 | 1635.392 | 0.0016354
Totals | [8 empty] | 5360 | [8 empty] | 15340.5616 |  |  | 5614739.6695 | 5.6147

## Zone G
Line No. | Billing Org | Station Unit | Zone | PTID | Town | Cnty | St | YYY-MM-DD | Nameplate MW | CRIS SUM MW | CRIS WIN MW | CAPABILITY SUM MW | CAPABILITY WIN MW | DUAL | Unit Type | Fuel Type 1 | Fuel Type 2 | 2017 GWh | Notes | Capacity | CO2 Emissions MTCO2 | CO2 Emissions MMTCO2
R1085 | Central Hudson Gas & Elec. Corp. | Coxsackie GT | G | 23611 | Coxsackie | Greene | NY | 1969-12-01 | 21.6 | 19.9 | 26 | 19.6 | 23.6 | YES | Combustion Turbine | Kerosene | Natural Gas | 0.406 |  | 0.0021457 | 105.56 | 0.00010556
R1086 | Central Hudson Gas & Elec. Corp. | Dashville 1 | G | 23610 | Rifton | Ulster | NY | 1920-01-01 | 2.4 | 2.7 | 2.7 | 0 | 0 |  | Conventional Hydro | Water
R1087 | Central Hudson Gas & Elec. Corp. | Dashville 2 | G | 23610 | Rifton | Ulster | NY | 1920-01-01 | 2.4 | 2.7 | 2.7 | 0 | 0 |  | Conventional Hydro | Water
R1088 | Central Hudson Gas & Elec. Corp. | DCRRA | G | 23765 | Poughkeepsie | Dutchess | NY | 1987-09-01 | 9.2 | 8.8 | 8.8 | 6.9 | 7 |  | Steam Turbine (Fossil) | Refuse |  | 34.0786 |  | 0.42285 | 783.8069 | 0.00078381
R1089 | Central Hudson Gas & Elec. Corp. | High Falls | G | 23754 | Marbletown | Ulster | NY | 1986-12-01 | 3.2 | 3 | 3 | 0 | 0 |  | Conventional Hydro | Water
R1090 | Central Hudson Gas & Elec. Corp. | Millpond | G | 5004 | Catskill | Greene | NY | 1993-12-01 | 0.9 | 0 | 0 | 0 | 0 |  | Conventional Hydro | Water
R1091 | Central Hudson Gas & Elec. Corp. | Montgomery West | G | 5005 | Montgomery | Orange | NY | 1985-11-01 | 0.2 | 0 | 0 | 0 | 0 |  | Conventional Hydro | Water
R1092 | Central Hudson Gas & Elec. Corp. | Salisbury Mills | G | 5006 | Salisbury Mills | Orange | NY | 1986-12-01 | 0.5 | 0 | 0 | 0 | 0 |  | Conventional Hydro | Water
R1093 | Central Hudson Gas & Elec. Corp. | South Cairo | G | 23612 | Cairo | Greene | NY | 1970-06-01 | 21.6 | 19.8 | 25.9 | 20.1 | 23.3 |  | Combustion Turbine | Kerosene |  | 0.059 |  | 0.00031181 | 15.34 | 1.534e-05
R1094 | Central Hudson Gas & Elec. Corp. | Sturgeon 1 | G | 23609 | Rifton | Ulster | NY | 1924-01-01 | 4.8 | 5 | 5 | 0 | 0 |  | Conventional Hydro | Water
R1095 | Central Hudson Gas & Elec. Corp. | Sturgeon 2 | G | 23609 | Rifton | Ulster | NY | 1924-01-01 | 4.8 | 5.8 | 5.8 | 0 | 0 |  | Conventional Hydro | Water
R1096 | Central Hudson Gas & Elec. Corp. | Sturgeon 3 | G | 23609 | Rifton | Ulster | NY | 1924-01-01 | 4.8 | 5 | 5 | 0 | 0 |  | Conventional Hydro | Water
R1097 | Central Hudson Gas & Elec. Corp. | Wallkill | G | 5007 | Shwangunk | Ulster | NY | 1986-12-01 | 0.5 | 0 | 0 | 0 | 0 |  | Conventional Hydro | Water
R1098 | Central Hudson Gas & Elec. Corp. | Wappingers Falls | G | 23765 | Wappingers Falls | Dutchess | NY | 1988-12-01 | 2 | 2 | 2 | 2 | 2 |  | Conventional Hydro | Water |  | 6.942 |  | 0.39623 | 69.42 | 6.942e-05
R1116 | Consolidated Edison Energy, Inc. | Roseton 1 | G | 23587 | Newburgh | Orange | NY | 1974-12-01 | 621 | 614.8 | 614.8 | 607.8 | 610 | YES | Steam Turbine (Fossil) | No. 6 Fuel Oil | Natural Gas | 113.787 |  | 0.020917 | 84543.741 | 0.084544
R1117 | Consolidated Edison Energy, Inc. | Roseton 2 | G | 23588 | Newburgh | Orange | NY | 1974-09-01 | 621 | 605.7 | 605.7 | 604 | 605.7 | YES | Steam Turbine (Fossil) | No. 6 Fuel Oil | Natural Gas | 202.586 |  | 0.03724 | 150521.398 | 0.15052
R1118 | Consolidated Hydro New York, Inc. | Groveville Hydro | G | 323602 | Beacon | Dutchess | NY | 1983-12-01 | 0.9 | 0.9 | 0.9 | 0 | 0 |  | Conventional Hydro | Water
R1119 | Consolidated Hydro New York, Inc. | Walden Hydro | G | 24148 | Walden | Orange | NY | 1983-12-01 | 2.4 | 0 | 0 | 0 | 0 |  | Conventional Hydro | Water |  | 3.8644 |  | 0.18381 | 38.6439 | 3.8644e-05
R1122 | Danskammer Energy, LLC | Danskammer 1 | G | 23586 | Newburgh | Orange | NY | 1951-12-01 | 72 | 69 | 69 | 69 | 68.2 | YES | Steam Turbine (Fossil) | Natural Gas | No. 6 Fuel Oil | 0.9304 |  | 0.0014751 | 412.1672 | 0.00041217
R1123 | Danskammer Energy, LLC | Danskammer 2 | G | 23589 | Newburgh | Orange | NY | 1954-09-01 | 73.5 | 64.7 | 64.7 | 66 | 65.5 | YES | Steam Turbine (Fossil) | Natural Gas | No. 6 Fuel Oil | 0.9083 |  | 0.0014107 | 402.3769 | 0.00040238
R1124 | Danskammer Energy, LLC | Danskammer 3 | G | 23590 | Newburgh | Orange | NY | 1959-10-01 | 147.1 | 139.2 | 139.2 | 136.7 | 136.7 |  | Steam Turbine (Fossil) | Natural Gas |  | 2.0645 |  | 0.0016021 | 914.5646 | 0.00091456
R1125 | Danskammer Energy, LLC | Danskammer 4 | G | 23591 | Newburgh | Orange | NY | 1967-09-01 | 239.4 | 238.2 | 238.2 | 223.5 | 224.5 |  | Steam Turbine (Fossil) | Natural Gas |  | 5.0539 |  | 0.0024099 | 2238.8777 | 0.0022389
R1127 | Eagle Creek Hydro Power, LLC | Mongaup 1 | G | 23641 | Forestburg | Sullivan | NY | 1923-07-01 | 1 | 0.9 | 0.9 | 1 | 1 |  | Conventional Hydro | Water |  | 9.3593 | ( G ) |  | 93.593 | 9.3593e-05
R1128 | Eagle Creek Hydro Power, LLC | Mongaup 2 | G | 23641 | Forestburg | Sullivan | NY | 1923-07-01 | 1 | 1 | 1 | 1 | 1 |  | Conventional Hydro | Water
R1129 | Eagle Creek Hydro Power, LLC | Mongaup 3 | G | 23641 | Forestburg | Sullivan | NY | 1923-07-01 | 1 | 1 | 1 | 1 | 1 |  | Conventional Hydro | Water
R1130 | Eagle Creek Hydro Power, LLC | Mongaup 4 | G | 23641 | Forestburg | Sullivan | NY | 1926-01-01 | 1 | 1 | 1 | 1 | 1 |  | Conventional Hydro | Water
R1131 | Eagle Creek Hydro Power, LLC | Rio | G | 23641 | Glen Spey | Sullivan | NY | 1927-12-01 | 10.8 | 10.8 | 10.8 | 10.7 | 10.8 |  | Conventional Hydro | Water |  | 24.636 |  | 0.2604 | 246.36 | 0.00024636
R1132 | Eagle Creek Hydro Power, LLC | Swinging Bridge 2 | G | 23641 | Forestburg | Sullivan | NY | 1930-02-01 | 7 | 7.9 | 7.9 | 7 | 7.1 |  | Conventional Hydro | Water |  | 10.1731 |  | 0.1659 | 101.731 | 0.00010173
R1311 | Erie Blvd. Hydropower LP | West Delaware Hydro | G | 323627 | Grahamsville | Sullivan | NY | 1988-12-01 | 7.5 | 7.5 | 7.5 | 7.5 | 7.5 |  | Conventional Hydro | Water |  | 28.888 |  | 0.4397 | 288.88 | 0.00028888
R1329 | GenOn Energy Management, LLC | Bowline 1 | G | 23526 | West Haverstraw | Rockland | NY | 1972-09-01 | 621 | 577.7 | 577.7 | 572.6 | 570.7 | YES | Steam Turbine (Fossil) | Natural Gas | No. 6 Fuel Oil | 979.8917 |  | 0.18013 | 434092.0364 | 0.43409
R1330 | GenOn Energy Management, LLC | Bowline 2 | G | 23595 | West Haverstraw | Rockland | NY | 1974-05-01 | 621 | 567.4 | 567.4 | 558.1 | 566.4 | YES | Steam Turbine (Fossil) | Natural Gas | No. 6 Fuel Oil | 226.3858 |  | 0.041615 | 100288.9271 | 0.10029
R1445 | New York Power Authority | Ashokan 1 | G | 23654 | Ashokan | Ulster | NY | 1982-11-01 | 2.3 | 1.8 | 1.8 | 2.3 | 2.3 |  | Conventional Hydro | Water |  | 4.8912 |  | 0.24276 | 48.9116 | 4.8912e-05
R1446 | New York Power Authority | Ashokan 2 | G | 23654 | Ashokan | Ulster | NY | 1982-11-01 | 2.3 | 1.8 | 1.8 | 2.3 | 2.3 |  | Conventional Hydro | Water |  | 8.2521 |  | 0.40957 | 82.5207 | 8.2521e-05
R1461 | New York Power Authority | Grahamsville | G | 23607 | Grahamsville | Sullivan | NY | 1956-12-01 | 18 | 16.3 | 16.3 | 18 | 18 |  | Conventional Hydro | Water |  | 87.3646 |  | 0.55406 | 873.646 | 0.00087365
R1474 | New York Power Authority | Neversink | G | 23608 | Grahamsville | Sullivan | NY | 1953-12-01 | 25 | 22 | 22 | 25 | 25 |  | Conventional Hydro | Water |  | 27.4139 |  | 0.12518 | 274.139 | 0.00027414
R1657 | Orange and Rockland Utilities | Buttermilk Falls | G | 5055 | Highland Falls | Orange | NY | 1986-12-01 | 0.1 | 0 | 0 | 0 | 0 |  | Conventional Hydro | Water
R1659 | Orange and Rockland Utilities | Landfill G.Part19 | G | 5057 | Goshen | Orange | NY | 1988-12-01 | 2.5 | 0 | 0 | 0 | 0 |  | Internal Combustion | Bio Gas
R1660 | Orange and Rockland Utilities | Middletown LFG | G | 5058 | Goshen | Orange | NY | 1988-12-01 | 3 | 0 | 0 | 0 | 0 |  | Internal Combustion | Bio Gas
R1692 | Seneca Power Partners, L.P. | Hillburn GT | G | 23639 | Hillburn | Rockland | NY | 1971-04-01 | 46.5 | 37.9 | 51.8 | 35.1 | 44.9 | YES | Jet Engine | Natural Gas | Kerosene | 0.4284 |  | 0.0010517 | 189.7812 | 0.00018978
R1693 | Seneca Power Partners, L.P. | Shoemaker GT | G | 23640 | Middletown | Orange | NY | 1971-05-01 | 41.9 | 33.1 | 45.2 | 32.4 | 41.8 | YES | Jet Engine | Natural Gas | Kerosene | 0.4261 |  | 0.0011609 | 188.7623 | 0.00018876
Totals | [8 empty] | 3269.1 | [8 empty] | 1778.7902 |  |  | 776815.1845 | 0.77682

## Zone H
Line No. | Billing Org | Station Unit | Zone | PTID | Town | Cnty | St | YYY-MM-DD | Nameplate MW | CRIS SUM MW | CRIS WIN MW | CAPABILITY SUM MW | CAPABILITY WIN MW | DUAL | Unit Type | Fuel Type 1 | Fuel Type 2 | 2017 GWh | Notes | Capacity | CO2 Emissions MTCO2 | CO2 Emissions MMTCO2
R1139 | Entergy Nuclear Power Marketing LLC | Indian Point 2 | H | 23530 | Buchanan | Westchester | NY | 1973-08-01 | 1299 | 1026.5 | 1026.5 | 1018.5 | 1026.5 |  | Steam (PWR Nuclear) | Uranium |  | 8351.927 |  | 0.73396 | 551227.182 | 0.55123
R1140 | Entergy Nuclear Power Marketing LLC | Indian Point 3 | H | 23531 | Buchanan | Westchester | NY | 1976-04-01 | 1012 | 1040.4 | 1040.4 | 1037.8 | 1037.4 |  | Steam (PWR Nuclear) | Uranium |  | 6952.478 |  | 0.78425 | 458863.548 | 0.45886
R1703 | Wheelabrator Westchester, LP | Wheelabrator Westchester | H | 23653 | Peekskill | Westchester | NY | 1984-04-01 | 59.7 | 53.5 | 53.5 | 52.6 | 51.1 |  | Steam Turbine (Fossil) | Refuse |  | 394.2504 |  | 0.75387 | 9067.7599 | 0.0090678
Totals | [8 empty] | 2370.7 | [8 empty] | 15698.6554 |  |  | 1019158.4899 | 1.0192

## Zone I
Line No. | Billing Org | Station Unit | Zone | PTID | Town | Cnty | St | YYY-MM-DD | Nameplate MW | CRIS SUM MW | CRIS WIN MW | CAPABILITY SUM MW | CAPABILITY WIN MW | DUAL | Unit Type | Fuel Type 1 | Fuel Type 2 | 2017 GWh | Notes | Capacity | CO2 Emissions MTCO2 | CO2 Emissions MMTCO2
R1493 | New York State Elec. & Gas Corp. | Croton Falls Hydro | I | 5017 | North Salem | Westchester | NY | 1987-01-01 | 0.2 | 0 | 0 | 0 | 0 |  | Conventional Hydro | Water
Totals | [8 empty] | 0.2 | [8 empty] | 0 |  |  | 0 | 0

## Zone J
Line No. | Billing Org | Station Unit | Zone | PTID | Town | Cnty | St | YYY-MM-DD | Nameplate MW | CRIS SUM MW | CRIS WIN MW | CAPABILITY SUM MW | CAPABILITY WIN MW | DUAL | Unit Type | Fuel Type 1 | Fuel Type 2 | 2017 GWh | Notes | Capacity | CO2 Emissions MTCO2 | CO2 Emissions MMTCO2
R1002 | Astoria Energy II, LLC | Astoria Energy 2 - CC3 | J | 323677 | Queens | Queens | NY | 2011-07-01 | 330 | 288 | 376.3 | 286 | 329.4 | YES | Combined Cycle | Natural Gas | No. 2 Fuel Oil | 2568.84 | ( G ) | 0.88863 | 1137996.1289 | 1.138
R1003 | Astoria Energy II, LLC | Astoria Energy 2 - CC4 | J | 323678 | Queens | Queens | NY | 2011-07-01 | 330 | 288 | 376.3 | 286 | 329.4 | YES | Combined Cycle | Natural Gas | No. 2 Fuel Oil
R1004 | Astoria Energy, LLC | Astoria East Energy - CC1 | J | 323581 | Queens | Queens | NY | 2006-04-01 | 320 | 292.6 | 355.3 | 290.9 | 328.4 | YES | Combined Cycle | Natural Gas | No. 2 Fuel Oil | 3251.76 | ( G ) |  | 1440529.6844 | 1.4405
R1005 | Astoria Energy, LLC | Astoria East Energy - CC2 | J | 323582 | Queens | Queens | NY | 2006-04-01 | 320 | 292.6 | 355.3 | 290.9 | 328.4 | YES | Combined Cycle | Natural Gas | No. 2 Fuel Oil
R1006 | Astoria Generating Company L.P. | Astoria 2 | J | 24149 | Queens | Queens | NY | 1954-03-01 | 180 | 177 | 177 | 172.8 | 170.6 |  | Steam Turbine (Fossil) | Natural Gas |  | 4.122 |  | 0.0026142 | 1826.046 | 0.001826
R1007 | Astoria Generating Company L.P. | Astoria 3 | J | 23516 | Queens | Queens | NY | 1958-09-01 | 376 | 369.9 | 369.9 | 376.8 | 374.6 | YES | Steam Turbine (Fossil) | No. 6 Fuel Oil | Natural Gas | 274.8317 |  | 0.08344 | 204199.9754 | 0.2042
R1008 | Astoria Generating Company L.P. | Astoria 5 | J | 23518 | Queens | Queens | NY | 1962-05-01 | 387 | 376.3 | 376.3 | 378.4 | 387.7 | YES | Steam Turbine (Fossil) | No. 6 Fuel Oil | Natural Gas | 500.7052 |  | 0.1477 | 372023.9785 | 0.37202
R1009 | Astoria Generating Company L.P. | Astoria GT 01 | J | 23523 | Queens | Queens | NY | 1967-07-01 | 16 | 15.7 | 20.5 | 14 | 18.9 |  | Combustion Turbine | Natural Gas |  | 0.71135 |  | 0.0050753 | 315.128 | 0.00031513
R1010 | Astoria Generating Company L.P. | Gowanus 1-1 | J | 24077 | Brooklyn | Kings | NY | 1971-06-01 | 20 | 19.1 | 24.9 | 18.7 | 24.9 |  | Combustion Turbine | No. 2 Fuel Oil |  | 0.1 |  | 0.00057078 | 74.3 | 7.43e-05
R1011 | Astoria Generating Company L.P. | Gowanus 1-2 | J | 24078 | Brooklyn | Kings | NY | 1971-06-01 | 20 | 17.1 | 22.3 | 19.1 | 24.9 |  | Combustion Turbine | No. 2 Fuel Oil |  | 0.14 |  | 0.00079909 | 104.02 | 0.00010402
R1012 | Astoria Generating Company L.P. | Gowanus 1-3 | J | 24079 | Brooklyn | Kings | NY | 1971-06-01 | 20 | 17.2 | 22.5 | 17.8 | 23.5 |  | Combustion Turbine | No. 2 Fuel Oil |  | 0.11 |  | 0.00062785 | 81.73 | 8.173e-05
R1013 | Astoria Generating Company L.P. | Gowanus 1-4 | J | 24080 | Brooklyn | Kings | NY | 1971-06-01 | 20 | 17.1 | 22.3 | 16.2 | 22 |  | Combustion Turbine | No. 2 Fuel Oil |  | 0.09 |  | 0.0005137 | 66.87 | 6.687e-05
R1014 | Astoria Generating Company L.P. | Gowanus 1-5 | J | 24084 | Brooklyn | Kings | NY | 1971-06-01 | 20 | 16.5 | 21.6 | 17.2 | 20.3 |  | Combustion Turbine | No. 2 Fuel Oil |  | 0.09 |  | 0.0005137 | 66.87 | 6.687e-05
R1015 | Astoria Generating Company L.P. | Gowanus 1-6 | J | 24111 | Brooklyn | Kings | NY | 1971-06-01 | 20 | 18 | 23.5 | 16.3 | 21 |  | Combustion Turbine | No. 2 Fuel Oil |  | 0.1 |  | 0.00057078 | 74.3 | 7.43e-05
R1016 | Astoria Generating Company L.P. | Gowanus 1-7 | J | 24112 | Brooklyn | Kings | NY | 1971-06-01 | 20 | 17.6 | 23 | 16.7 | 24.3 |  | Combustion Turbine | No. 2 Fuel Oil |  | 0.1847 |  | 0.0010542 | 137.2321 | 0.00013723
R1017 | Astoria Generating Company L.P. | Gowanus 1-8 | J | 24113 | Brooklyn | Kings | NY | 1971-06-01 | 20 | 16.1 | 21 | 15.1 | 21.9 |  | Combustion Turbine | No. 2 Fuel Oil |  | 0.1 |  | 0.00057078 | 74.3 | 7.43e-05
R1018 | Astoria Generating Company L.P. | Gowanus 2-1 | J | 24114 | Brooklyn | Kings | NY | 1971-06-01 | 20 | 17.9 | 23.4 | 17.1 | 22.2 | YES | Combustion Turbine | No. 2 Fuel Oil | Natural Gas | 0.45 |  | 0.0025685 | 334.35 | 0.00033435
R1019 | Astoria Generating Company L.P. | Gowanus 2-2 | J | 24115 | Brooklyn | Kings | NY | 1971-06-01 | 20 | 18.8 | 24.6 | 18.5 | 23.1 | YES | Combustion Turbine | No. 2 Fuel Oil | Natural Gas | 0.31 |  | 0.0017694 | 230.33 | 0.00023033
R1020 | Astoria Generating Company L.P. | Gowanus 2-3 | J | 24116 | Brooklyn | Kings | NY | 1971-06-01 | 20 | 20.6 | 26.9 | 20 | 24.3 | YES | Combustion Turbine | No. 2 Fuel Oil | Natural Gas | 0.41 |  | 0.0023402 | 304.63 | 0.00030463
R1021 | Astoria Generating Company L.P. | Gowanus 2-4 | J | 24117 | Brooklyn | Kings | NY | 1971-06-01 | 20 | 19.3 | 25.2 | 17.4 | 22.2 | YES | Combustion Turbine | No. 2 Fuel Oil | Natural Gas | 0.32 |  | 0.0018265 | 237.76 | 0.00023776
R1022 | Astoria Generating Company L.P. | Gowanus 2-5 | J | 24118 | Brooklyn | Kings | NY | 1971-06-01 | 20 | 18.6 | 24.3 | 18.8 | 23.7 | YES | Combustion Turbine | No. 2 Fuel Oil | Natural Gas | 0.44 |  | 0.0025114 | 326.92 | 0.00032692
R1023 | Astoria Generating Company L.P. | Gowanus 2-6 | J | 24119 | Brooklyn | Kings | NY | 1971-06-01 | 20 | 20.3 | 26.5 | 20.2 | 24.3 | YES | Combustion Turbine | No. 2 Fuel Oil | Natural Gas | 0.33 |  | 0.0018836 | 245.19 | 0.00024519
R1024 | Astoria Generating Company L.P. | Gowanus 2-7 | J | 24120 | Brooklyn | Kings | NY | 1971-06-01 | 20 | 19.6 | 25.6 | 19.1 | 23.3 | YES | Combustion Turbine | No. 2 Fuel Oil | Natural Gas | 0.34 |  | 0.0019406 | 252.62 | 0.00025262
R1025 | Astoria Generating Company L.P. | Gowanus 2-8 | J | 24121 | Brooklyn | Kings | NY | 1971-06-01 | 20 | 17.7 | 23.1 | 16.1 | 22.1 | YES | Combustion Turbine | No. 2 Fuel Oil | Natural Gas | 0.29 |  | 0.0016553 | 215.47 | 0.00021547
R1026 | Astoria Generating Company L.P. | Gowanus 3-1 | J | 24122 | Brooklyn | Kings | NY | 1971-07-01 | 20 | 17.7 | 23.1 | 16.7 | 22.5 | YES | Combustion Turbine | No. 2 Fuel Oil | Natural Gas | 0.39 |  | 0.002226 | 289.77 | 0.00028977
R1027 | Astoria Generating Company L.P. | Gowanus 3-2 | J | 24123 | Brooklyn | Kings | NY | 1971-07-01 | 20 | 17.7 | 23.1 | 16.8 | 21.9 | YES | Combustion Turbine | No. 2 Fuel Oil | Natural Gas | 0.26 |  | 0.001484 | 193.18 | 0.00019318
R1028 | Astoria Generating Company L.P. | Gowanus 3-3 | J | 24124 | Brooklyn | Kings | NY | 1971-07-01 | 20 | 19.8 | 25.9 | 18.1 | 23.6 | YES | Combustion Turbine | No. 2 Fuel Oil | Natural Gas | 0.38 |  | 0.0021689 | 282.34 | 0.00028234
R1029 | Astoria Generating Company L.P. | Gowanus 3-4 | J | 24125 | Brooklyn | Kings | NY | 1971-07-01 | 20 | 17.9 | 23.4 | 16.2 | 22 | YES | Combustion Turbine | No. 2 Fuel Oil | Natural Gas | 0.38 |  | 0.0021689 | 282.34 | 0.00028234
R1030 | Astoria Generating Company L.P. | Gowanus 3-5 | J | 24126 | Brooklyn | Kings | NY | 1971-07-01 | 20 | 19 | 24.8 | 17.3 | 23.5 | YES | Combustion Turbine | No. 2 Fuel Oil | Natural Gas | 0.245 |  | 0.0013984 | 182.035 | 0.00018203
R1031 | Astoria Generating Company L.P. | Gowanus 3-6 | J | 24127 | Brooklyn | Kings | NY | 1971-07-01 | 20 | 17.6 | 23 | 15.5 | 22.1 | YES | Combustion Turbine | No. 2 Fuel Oil | Natural Gas | 0.26 |  | 0.001484 | 193.18 | 0.00019318
R1032 | Astoria Generating Company L.P. | Gowanus 3-7 | J | 24128 | Brooklyn | Kings | NY | 1971-07-01 | 20 | 18.1 | 23.6 | 17.9 | 24.2 | YES | Combustion Turbine | No. 2 Fuel Oil | Natural Gas | 0.13 |  | 0.00074201 | 96.59 | 9.659e-05
R1033 | Astoria Generating Company L.P. | Gowanus 3-8 | J | 24129 | Brooklyn | Kings | NY | 1971-07-01 | 20 | 19 | 24.8 | 17.6 | 24.9 | YES | Combustion Turbine | No. 2 Fuel Oil | Natural Gas | 0.1 |  | 0.00057078 | 74.3 | 7.43e-05
R1034 | Astoria Generating Company L.P. | Gowanus 4-1 | J | 24130 | Brooklyn | Kings | NY | 1971-07-01 | 20 | 16.8 | 21.9 | 18.2 | 23.3 |  | Combustion Turbine | No. 2 Fuel Oil |  | 0.16 |  | 0.00091324 | 118.88 | 0.00011888
R1035 | Astoria Generating Company L.P. | Gowanus 4-2 | J | 24131 | Brooklyn | Kings | NY | 1971-07-01 | 20 | 17.3 | 22.6 | 17.9 | 22.4 |  | Combustion Turbine | No. 2 Fuel Oil |  | 0.123 |  | 0.00070205 | 91.389 | 9.1389e-05
R1036 | Astoria Generating Company L.P. | Gowanus 4-3 | J | 24132 | Brooklyn | Kings | NY | 1971-07-01 | 20 | 17.6 | 23 | 16.4 | 21.3 |  | Combustion Turbine | No. 2 Fuel Oil |  | 0.13 |  | 0.00074201 | 96.59 | 9.659e-05
R1037 | Astoria Generating Company L.P. | Gowanus 4-4 | J | 24133 | Brooklyn | Kings | NY | 1971-07-01 | 20 | 17.1 | 22.3 | 16.5 | 20.9 |  | Combustion Turbine | No. 2 Fuel Oil |  | 0.11 |  | 0.00062785 | 81.73 | 8.173e-05
R1038 | Astoria Generating Company L.P. | Gowanus 4-5 | J | 24134 | Brooklyn | Kings | NY | 1971-07-01 | 20 | 17.1 | 22.3 | 16.2 | 21.3 |  | Combustion Turbine | No. 2 Fuel Oil |  | 0.11 |  | 0.00062785 | 81.73 | 8.173e-05
R1039 | Astoria Generating Company L.P. | Gowanus 4-6 | J | 24135 | Brooklyn | Kings | NY | 1971-07-01 | 20 | 18.6 | 24.3 | 18 | 24.3 |  | Combustion Turbine | No. 2 Fuel Oil |  | 0.16102 |  | 0.00091906 | 119.6379 | 0.00011964
R1040 | Astoria Generating Company L.P. | Gowanus 4-7 | J | 24136 | Brooklyn | Kings | NY | 1971-07-01 | 20 | 16.6 | 21.7 | 16.6 | 22.3 |  | Combustion Turbine | No. 2 Fuel Oil |  | 0.13 |  | 0.00074201 | 96.59 | 9.659e-05
R1041 | Astoria Generating Company L.P. | Gowanus 4-8 | J | 24137 | Brooklyn | Kings | NY | 1971-07-01 | 20 | 19 | 24.8 | 16.6 | 22.4 |  | Combustion Turbine | No. 2 Fuel Oil |  | 0.12 |  | 0.00068493 | 89.16 | 8.916e-05
R1042 | Astoria Generating Company L.P. | Narrows 1-1 | J | 24228 | Brooklyn | Kings | NY | 1972-05-01 | 22 | 21 | 27.4 | 19.6 | 24.4 | YES | Combustion Turbine | No. 2 Fuel Oil | Natural Gas | 1.88 |  | 0.0097551 | 1396.84 | 0.0013968
R1043 | Astoria Generating Company L.P. | Narrows 1-2 | J | 24229 | Brooklyn | Kings | NY | 1972-05-01 | 22 | 19.5 | 25.5 | 17.6 | 24.1 | YES | Combustion Turbine | No. 2 Fuel Oil | Natural Gas | 1.19 |  | 0.0061748 | 884.17 | 0.00088417
R1044 | Astoria Generating Company L.P. | Narrows 1-3 | J | 24230 | Brooklyn | Kings | NY | 1972-05-01 | 22 | 20.4 | 26.6 | 18.6 | 24.7 | YES | Combustion Turbine | No. 2 Fuel Oil | Natural Gas | 1.54 |  | 0.0079909 | 1144.22 | 0.0011442
R1045 | Astoria Generating Company L.P. | Narrows 1-4 | J | 24231 | Brooklyn | Kings | NY | 1972-05-01 | 22 | 20.1 | 26.3 | 18.7 | 24.9 | YES | Combustion Turbine | No. 2 Fuel Oil | Natural Gas | 1.45 |  | 0.0075239 | 1077.35 | 0.0010773
R1046 | Astoria Generating Company L.P. | Narrows 1-5 | J | 24232 | Brooklyn | Kings | NY | 1972-05-01 | 22 | 19.8 | 25.9 | 20.6 | 24.9 | YES | Combustion Turbine | No. 2 Fuel Oil | Natural Gas | 1.41 |  | 0.0073163 | 1047.63 | 0.0010476
R1047 | Astoria Generating Company L.P. | Narrows 1-6 | J | 24233 | Brooklyn | Kings | NY | 1972-05-01 | 22 | 18.9 | 24.7 | 15.7 | 21.2 | YES | Combustion Turbine | No. 2 Fuel Oil | Natural Gas | 1.01 |  | 0.0052408 | 750.43 | 0.00075043
R1048 | Astoria Generating Company L.P. | Narrows 1-7 | J | 24234 | Brooklyn | Kings | NY | 1972-05-01 | 22 | 18.4 | 24 | 19.8 | 24.9 | YES | Combustion Turbine | No. 2 Fuel Oil | Natural Gas | 1.147 |  | 0.0059516 | 852.221 | 0.00085222
R1049 | Astoria Generating Company L.P. | Narrows 1-8 | J | 24235 | Brooklyn | Kings | NY | 1972-05-01 | 22 | 19.9 | 26 | 17.4 | 21.8 | YES | Combustion Turbine | No. 2 Fuel Oil | Natural Gas | 1.61 |  | 0.0083541 | 1196.23 | 0.0011962
R1050 | Astoria Generating Company L.P. | Narrows 2-1 | J | 24236 | Brooklyn | Kings | NY | 1972-06-01 | 22 | 19.4 | 25.3 | 19 | 24.9 | YES | Combustion Turbine | No. 2 Fuel Oil | Natural Gas | 1.66 |  | 0.0086135 | 1233.38 | 0.0012334
R1051 | Astoria Generating Company L.P. | Narrows 2-2 | J | 24237 | Brooklyn | Kings | NY | 1972-06-01 | 22 | 18.7 | 24.4 | 16.3 | 23.4 | YES | Combustion Turbine | No. 2 Fuel Oil | Natural Gas | 1.16 |  | 0.0060191 | 861.88 | 0.00086188
R1052 | Astoria Generating Company L.P. | Narrows 2-3 | J | 24238 | Brooklyn | Kings | NY | 1972-06-01 | 22 | 18.4 | 24 | 17.7 | 23.8 | YES | Combustion Turbine | No. 2 Fuel Oil | Natural Gas | 1.17 |  | 0.006071 | 869.31 | 0.00086931
R1053 | Astoria Generating Company L.P. | Narrows 2-4 | J | 24239 | Brooklyn | Kings | NY | 1972-06-01 | 22 | 18.4 | 24 | 18 | 24.5 | YES | Combustion Turbine | No. 2 Fuel Oil | Natural Gas | 1.26 |  | 0.006538 | 936.18 | 0.00093618
R1054 | Astoria Generating Company L.P. | Narrows 2-5 | J | 24240 | Brooklyn | Kings | NY | 1972-06-01 | 22 | 19.9 | 26 | 18.4 | 23.6 | YES | Combustion Turbine | No. 2 Fuel Oil | Natural Gas | 1.31 |  | 0.0067974 | 973.33 | 0.00097333
R1055 | Astoria Generating Company L.P. | Narrows 2-6 | J | 24241 | Brooklyn | Kings | NY | 1972-06-01 | 22 | 18.1 | 23.6 | 16.6 | 21.4 | YES | Combustion Turbine | No. 2 Fuel Oil | Natural Gas | 2.04 |  | 0.010585 | 1515.72 | 0.0015157
R1056 | Astoria Generating Company L.P. | Narrows 2-7 | J | 24242 | Brooklyn | Kings | NY | 1972-06-01 | 22 | 20.7 | 27 | 18.9 | 24.9 | YES | Combustion Turbine | No. 2 Fuel Oil | Natural Gas | 2.417 |  | 0.012542 | 1795.831 | 0.0017958
R1057 | Astoria Generating Company L.P. | Narrows 2-8 | J | 24243 | Brooklyn | Kings | NY | 1972-06-01 | 22 | 17.5 | 22.9 | 16.5 | 22.2 | YES | Combustion Turbine | No. 2 Fuel Oil | Natural Gas | 1.9 |  | 0.0098589 | 1411.7 | 0.0014117
R1074 | Calpine Energy Services LP | KIAC_JFK_GT1 | J | 23816 | Jamaica | Queens | NY | 1995-02-01 | 60.6 | 58.7 | 58.7 | 59.1 | 61 | YES | Combined Cycle | Natural Gas | No. 2 Fuel Oil | 578.8973 | ( G ) |  | 256451.5229 | 0.25645
R1075 | Calpine Energy Services LP | KIAC_JFK_GT2 | J | 23817 | Jamaica | Queens | NY | 1995-02-01 | 60.6 | 58.3 | 58.3 | 59 | 57.4 | YES | Combined Cycle | Natural Gas | No. 2 Fuel Oil
R1100 | Consolidated Edison Co. of NY, Inc. | 59 St. GT 1 | J | 24138 | Manhattan | New York | NY | 1969-06-01 | 17.1 | 15.4 | 20.1 | 15.4 | 22.2 | YES | Combustion Turbine | Kerosene | Natural Gas | 0.0928 |  | 0.00061951 | 24.128 | 2.4128e-05
R1101 | Consolidated Edison Co. of NY, Inc. | 74 St. GT 1 | J | 24260 | Manhattan | New York | NY | 1968-10-01 | 18.5 | 19 | 23.5 | 17.9 | 21.3 |  | Combustion Turbine | Kerosene |  | 0.238 |  | 0.0014686 | 61.88 | 6.188e-05
R1102 | Consolidated Edison Co. of NY, Inc. | 74 St. GT 2 | J | 24261 | Manhattan | New York | NY | 1968-10-01 | 18.5 | 20.1 | 25.7 | 20 | 20.2 |  | Combustion Turbine | Kerosene |  | 0.266 |  | 0.0016414 | 69.16 | 6.916e-05
R1103 | Consolidated Edison Co. of NY, Inc. | Brooklyn Navy Yard | J | 23515 | Brooklyn | Kings | NY | 1996-11-01 | 322 | 266.9 | 348.6 | 266.3 | 311.8 | YES | Combined Cycle | Natural Gas | No. 2 Fuel Oil | 1904.128 |  | 0.67505 | 843528.704 | 0.84353
R1104 | Consolidated Edison Co. of NY, Inc. | East River 1 | J | 323558 | Manhattan | New York | NY | 2005-04-01 | 185 | 160.5 | 199 | 153.1 | 200.3 | YES | Combined Cycle | Natural Gas | Kerosene | 1202.624 |  | 0.74209 | 532762.432 | 0.53276
R1105 | Consolidated Edison Co. of NY, Inc. | East River 2 | J | 323559 | Manhattan | New York | NY | 2005-04-05 | 185 | 162.4 | 201.4 | 154 | 198.5 | YES | Combined Cycle | Natural Gas | Kerosene | 1252.0055 |  | 0.77256 | 554638.4365 | 0.55464
R1106 | Consolidated Edison Co. of NY, Inc. | East River 6 | J | 23660 | Manhattan | New York | NY | 1951-11-01 | 156.2 | 136.3 | 136.3 | 143.9 | 148.6 | YES | Steam Turbine (Fossil) | Natural Gas | No. 6 Fuel Oil | 505.8219 |  | 0.36967 | 224079.1017 | 0.22408
R1107 | Consolidated Edison Co. of NY, Inc. | East River 7 | J | 23524 | Manhattan | New York | NY | 1955-06-01 | 200 | 186.7 | 186.7 | 187 | 188.6 | YES | Steam Turbine (Fossil) | Natural Gas | No. 6 Fuel Oil | 132.0682 |  | 0.075381 | 58506.2126 | 0.058506
R1108 | Consolidated Edison Co. of NY, Inc. | Hudson Ave 3 | J | 23810 | Brooklyn | Kings | NY | 1970-07-01 | 16.3 | 16 | 20.9 | 15.6 | 18.9 |  | Combustion Turbine | Kerosene |  | 0.9721 |  | 0.006808 | 252.746 | 0.00025275
R1109 | Consolidated Edison Co. of NY, Inc. | Hudson Ave 4 | J | 23540 | Brooklyn | Kings | NY | 1970-07-01 | 16.3 | 13.9 | 18.2 | 14 | 16.2 |  | Combustion Turbine | Kerosene |  | 0.4236 |  | 0.0029666 | 110.136 | 0.00011014
R1110 | Consolidated Edison Co. of NY, Inc. | Hudson Ave 5 | J | 23657 | Brooklyn | Kings | NY | 1970-07-01 | 16.3 | 15.1 | 19.7 | 14.6 | 16.5 |  | Combustion Turbine | Kerosene |  | 0.7085 |  | 0.0049619 | 184.21 | 0.00018421
R1332 | Helix Ravenswood, LLC | Ravenswood 01 | J | 23729 | Queens | Queens | NY | 1967-07-01 | 18.6 | 8.8 | 11.5 | 8.7 | 11.4 |  | Combustion Turbine | Natural Gas |  | 0.422 |  | 0.00259 | 186.946 | 0.00018695
R1333 | Helix Ravenswood, LLC | Ravenswood 09 | J | 24257 | Queens | Queens | NY | 1970-07-01 | 25 | 21.7 | 27.6 | 0 | 0 | YES | Jet Engine | Kerosene | Natural Gas | 0.237 | ( 6 ) ( I ) | 0.0010822 | 61.62 | 6.162e-05
R1334 | Helix Ravenswood, LLC | Ravenswood 10 | J | 24258 | Queens | Queens | NY | 1970-08-01 | 25 | 21.2 | 27 | 19.2 | 22.2 | YES | Jet Engine | Kerosene | Natural Gas | 2.356 |  | 0.010758 | 612.56 | 0.00061256
R1335 | Helix Ravenswood, LLC | Ravenswood 11 | J | 24259 | Queens | Queens | NY | 1970-08-01 | 25 | 20.2 | 25.7 | 17.7 | 23.1 | YES | Jet Engine | Kerosene | Natural Gas | 2.49 |  | 0.01137 | 647.4 | 0.0006474
R1336 | Helix Ravenswood, LLC | Ravenswood 2-1 | J | 24244 | Queens | Queens | NY | 1970-12-01 | 42.9 | 40.4 | 51.4 | 30.6 | 41.7 | YES | Jet Engine | Natural Gas | Kerosene | 2.201 | ( 7 ) ( I ) | 0.0058568 | 975.043 | 0.00097504
R1337 | Helix Ravenswood, LLC | Ravenswood 2-2 | J | 24245 | Queens | Queens | NY | 1970-12-01 | 42.9 | 37.6 | 47.8 | 32 | 41.9 | YES | Jet Engine | Natural Gas | Kerosene | 2.293 | ( 7 ) ( I ) | 0.0061016 | 1015.799 | 0.0010158
R1338 | Helix Ravenswood, LLC | Ravenswood 2-3 | J | 24246 | Queens | Queens | NY | 1970-12-01 | 42.9 | 39.2 | 49.9 | 30.7 | 37.3 | YES | Jet Engine | Natural Gas | Kerosene | 2.005 | ( 7 ) ( I ) | 0.0053352 | 888.215 | 0.00088821
R1339 | Helix Ravenswood, LLC | Ravenswood 2-4 | J | 24247 | Queens | Queens | NY | 1970-12-01 | 42.9 | 39.8 | 50.6 | 30.9 | 41.6 | YES | Jet Engine | Natural Gas | Kerosene | 2.57 | ( 7 ) ( I ) | 0.0068387 | 1138.51 | 0.0011385
R1340 | Helix Ravenswood, LLC | Ravenswood 3-1 | J | 24248 | Queens | Queens | NY | 1970-08-01 | 42.9 | 40.5 | 51.5 | 30.7 | 40.8 | YES | Jet Engine | Natural Gas | Kerosene | 1.537 | ( 7 ) ( I ) | 0.0040899 | 680.891 | 0.00068089
R1341 | Helix Ravenswood, LLC | Ravenswood 3-2 | J | 24249 | Queens | Queens | NY | 1970-08-01 | 42.9 | 38.1 | 48.5 | 29.7 | 40.3 | YES | Jet Engine | Natural Gas | Kerosene | 2.199 | ( 7 ) ( I ) | 0.0058515 | 974.157 | 0.00097416
R1342 | Helix Ravenswood, LLC | Ravenswood 3-4 | J | 24251 | Queens | Queens | NY | 1970-08-01 | 42.9 | 35.8 | 45.5 | 29.8 | 40.8 | YES | Jet Engine | Natural Gas | Kerosene | 2.573 | ( 7 ) ( I ) | 0.0068467 | 1139.839 | 0.0011398
R1343 | Helix Ravenswood, LLC | Ravenswood CC 04 | J | 23820 | Queens | Queens | NY | 2004-05-01 | 250 | 231.2 | 276.7 | 219.2 | 277.3 | YES | Combined Cycle | Natural Gas | No. 2 Fuel Oil | 1404.902 |  | 0.64151 | 622371.586 | 0.62237
R1344 | Helix Ravenswood, LLC | Ravenswood ST 01 | J | 23533 | Queens | Queens | NY | 1963-02-01 | 400 | 365.1 | 365.1 | 368 | 368 | YES | Steam Turbine (Fossil) | No. 6 Fuel Oil | Natural Gas | 532.744 |  | 0.15204 | 395828.792 | 0.39583
R1345 | Helix Ravenswood, LLC | Ravenswood ST 02 | J | 23534 | Queens | Queens | NY | 1963-05-01 | 400 | 391.6 | 391.6 | 372.5 | 375 | YES | Steam Turbine (Fossil) | No. 6 Fuel Oil | Natural Gas | 601.376 |  | 0.17163 | 446822.368 | 0.44682
R1346 | Helix Ravenswood, LLC | Ravenswood ST 03 | J | 23535 | Queens | Queens | NY | 1965-06-01 | 1027 | 986.8 | 986.8 | 973 | 974.2 | YES | Steam Turbine (Fossil) | No. 6 Fuel Oil | Natural Gas | 440.294 |  | 0.04894 | 327138.442 | 0.32714
R1447 | New York Power Authority | Astoria CC 1 | J | 323568 | Queens | Queens | NY | 2006-01-01 | 288 | 246.2 | 270.2 | 234.2 | 260 | YES | Combined Cycle | Natural Gas | No. 2 Fuel Oil | 2242.2893 | ( G ) | 0.88878 | 993334.1599 | 0.99333
R1448 | New York Power Authority | Astoria CC 2 | J | 323569 | Queens | Queens | NY | 2006-01-01 | 288 | 246.2 | 270.2 | 234.2 | 260 | YES | Combined Cycle | Natural Gas | No. 2 Fuel Oil
R1459 | New York Power Authority | Gowanus 5 | J | 24156 | Brooklyn | Kings | NY | 2001-08-01 | 47 | 45.4 | 45.4 | 40 | 40 |  | Combustion Turbine | Natural Gas |  | 52.1734 |  | 0.12672 | 23112.8029 | 0.023113
R1460 | New York Power Authority | Gowanus 6 | J | 24157 | Brooklyn | Kings | NY | 2001-08-01 | 47 | 46.1 | 46.1 | 39.9 | 39.9 |  | Combustion Turbine | Natural Gas |  | 37.5961 |  | 0.091315 | 16655.0546 | 0.016655
R1465 | New York Power Authority | Harlem River 1 | J | 24160 | Bronx | Bronx | NY | 2001-08-01 | 47 | 46 | 46 | 39.9 | 39.9 |  | Combustion Turbine | Natural Gas |  | 12.6991 |  | 0.030844 | 5625.6924 | 0.0056257
R1466 | New York Power Authority | Harlem River 2 | J | 24161 | Bronx | Bronx | NY | 2001-08-01 | 47 | 45.2 | 45.2 | 40 | 40 |  | Combustion Turbine | Natural Gas |  | 10.8669 |  | 0.026394 | 4814.0456 | 0.004814
R1467 | New York Power Authority | Hellgate 1 | J | 24158 | Bronx | Bronx | NY | 2001-08-01 | 47 | 45 | 45 | 39.9 | 39.9 |  | Combustion Turbine | Natural Gas |  | 16.1558 |  | 0.03924 | 7157.0105 | 0.007157
R1468 | New York Power Authority | Hellgate 2 | J | 24159 | Bronx | Bronx | NY | 2001-08-01 | 47 | 45 | 45 | 40 | 40 |  | Combustion Turbine | Natural Gas |  | 12.6929 |  | 0.030829 | 5622.9724 | 0.005623
R1471 | New York Power Authority | Kent | J | 24152 | Brooklyn | Kings | NY | 2001-08-01 | 47 | 46.9 | 46.9 | 46 | 46.6 |  | Combustion Turbine | Natural Gas |  | 39.0202 |  | 0.094774 | 17285.9575 | 0.017286
R1475 | New York Power Authority | Pouch | J | 24155 | Staten Island | Richmond | NY | 2001-08-01 | 47 | 47.1 | 47.1 | 45.4 | 46 |  | Combustion Turbine | Natural Gas |  | 45.923 |  | 0.11154 | 20343.8801 | 0.020344
R1477 | New York Power Authority | Vernon Blvd 2 | J | 24162 | Queens | Queens | NY | 2001-08-01 | 47 | 46.2 | 46.2 | 40 | 40 |  | Combustion Turbine | Natural Gas |  | 30.0226 |  | 0.07292 | 13300.0207 | 0.0133
R1478 | New York Power Authority | Vernon Blvd 3 | J | 24163 | Queens | Queens | NY | 2001-08-01 | 47 | 43.8 | 43.8 | 39.9 | 39.9 |  | Combustion Turbine | Natural Gas |  | 21.4235 |  | 0.052034 | 9490.6282 | 0.0094906
R1637 | NRG Power Marketing LLC | Arthur Kill GT 1 | J | 23520 | Staten Island | Richmond | NY | 1970-06-01 | 20 | 16.5 | 21.6 | 11.9 | 13.7 |  | Combustion Turbine | Natural Gas |  | 0.36117 |  | 0.0020615 | 159.9983 | 0.00016
R1638 | NRG Power Marketing LLC | Arthur Kill ST 2 | J | 23512 | Staten Island | Richmond | NY | 1959-08-01 | 376.2 | 357.7 | 357.7 | 334.7 | 341.8 |  | Steam Turbine (Fossil) | Natural Gas |  | 563.628 |  | 0.17103 | 249687.204 | 0.24969
R1639 | NRG Power Marketing LLC | Arthur Kill ST 3 | J | 23513 | Staten Island | Richmond | NY | 1969-06-01 | 535.5 | 518 | 518 | 515.7 | 522.9 |  | Steam Turbine (Fossil) | Natural Gas |  | 263.129 |  | 0.056093 | 116566.147 | 0.11657
R1640 | NRG Power Marketing LLC | Astoria GT 2-1 | J | 24094 | Queens | Queens | NY | 1970-06-01 | 46.5 | 41.2 | 50.7 | 35.8 | 44.6 | YES | Jet Engine | Kerosene | Natural Gas | 3.244 |  | 0.0079639 | 843.44 | 0.00084344
R1641 | NRG Power Marketing LLC | Astoria GT 2-2 | J | 24095 | Queens | Queens | NY | 1970-06-01 | 46.5 | 42.4 | 52.2 | 34.1 | 44.6 | YES | Jet Engine | Kerosene | Natural Gas | 1.881 |  | 0.0046178 | 489.06 | 0.00048906
R1642 | NRG Power Marketing LLC | Astoria GT 2-3 | J | 24096 | Queens | Queens | NY | 1970-06-01 | 46.5 | 41.2 | 50.7 | 35.5 | 45.8 | YES | Jet Engine | Kerosene | Natural Gas | 2.989 |  | 0.0073379 | 777.14 | 0.00077714
R1643 | NRG Power Marketing LLC | Astoria GT 2-4 | J | 24097 | Queens | Queens | NY | 1970-06-01 | 46.5 | 41 | 50.5 | 35.2 | 45.5 | YES | Jet Engine | Kerosene | Natural Gas | 2.271 |  | 0.0055752 | 590.46 | 0.00059046
R1644 | NRG Power Marketing LLC | Astoria GT 3-1 | J | 24098 | Queens | Queens | NY | 1970-06-01 | 46.5 | 41.2 | 50.7 | 33.2 | 43.3 | YES | Jet Engine | Kerosene | Natural Gas | 1.92 |  | 0.0047135 | 499.2 | 0.0004992
R1645 | NRG Power Marketing LLC | Astoria GT 3-2 | J | 24099 | Queens | Queens | NY | 1970-06-01 | 46.5 | 43.5 | 53.5 | 34.8 | 44.3 | YES | Jet Engine | Kerosene | Natural Gas | 2.849 |  | 0.0069942 | 740.74 | 0.00074074
R1646 | NRG Power Marketing LLC | Astoria GT 3-3 | J | 24100 | Queens | Queens | NY | 1970-06-01 | 46.5 | 43 | 52.9 | 34.5 | 44.3 | YES | Jet Engine | Kerosene | Natural Gas | 2.238 |  | 0.0054942 | 581.88 | 0.00058188
R1647 | NRG Power Marketing LLC | Astoria GT 3-4 | J | 24101 | Queens | Queens | NY | 1970-06-01 | 46.5 | 43 | 52.9 | 36 | 45.1 | YES | Jet Engine | Kerosene | Natural Gas | 3.488 |  | 0.0085629 | 906.88 | 0.00090688
R1648 | NRG Power Marketing LLC | Astoria GT 4-1 | J | 24102 | Queens | Queens | NY | 1970-07-01 | 46.5 | 42.6 | 52.4 | 34.7 | 45.6 | YES | Jet Engine | Kerosene | Natural Gas | 1.582 |  | 0.0038837 | 411.32 | 0.00041132
R1649 | NRG Power Marketing LLC | Astoria GT 4-2 | J | 24103 | Queens | Queens | NY | 1970-07-01 | 46.5 | 41.4 | 51 | 33.9 | 44.8 | YES | Jet Engine | Kerosene | Natural Gas | 1.786 |  | 0.0043845 | 464.36 | 0.00046436
R1650 | NRG Power Marketing LLC | Astoria GT 4-3 | J | 24104 | Queens | Queens | NY | 1970-07-01 | 46.5 | 41.1 | 50.6 | 34.6 | 44.9 | YES | Jet Engine | Kerosene | Natural Gas | 3.715 |  | 0.0091201 | 965.9 | 0.0009659
R1651 | NRG Power Marketing LLC | Astoria GT 4-4 | J | 24105 | Queens | Queens | NY | 1970-07-01 | 46.5 | 42.8 | 52.7 | 33 | 45.1 | YES | Jet Engine | Kerosene | Natural Gas | 1.497 |  | 0.0036751 | 389.22 | 0.00038922
Totals | [8 empty] | 9530 | [8 empty] | 18588.004 |  |  | 8941999.709 | 8.942

## Zone K
Line No. | Billing Org | Station Unit | Zone | PTID | Town | Cnty | St | YYY-MM-DD | Nameplate MW | CRIS SUM MW | CRIS WIN MW | CAPABILITY SUM MW | CAPABILITY WIN MW | DUAL | Unit Type | Fuel Type 1 | Fuel Type 2 | 2017 GWh | Notes | Capacity | CO2 Emissions MTCO2 | CO2 Emissions MMTCO2
R1072 | Calpine Energy Services LP | Bethpage | K | 23823 | Hicksville | Nassau | NY | 1989-09-01 | 83.6 | 54.9 | 55.1 | 51.9 | 60.2 |  | Combined Cycle | Natural Gas |  | 291.864 |  | 0.39854 | 129295.752 | 0.1293
R1073 | Calpine Energy Services LP | Bethpage GT4 | K | 323586 | Hicksville | Nassau | NY | 2002-07-01 | 60 | 48.2 | 51.2 | 44.4 | 47.7 |  | Combustion Turbine | Natural Gas |  | 144.609 |  | 0.27513 | 64061.787 | 0.064062
R1076 | Calpine Energy Services LP | Stony Brook | K | 24151 | Stony Brook | Suffolk | NY | 1995-04-01 | 47 | 9.6 | 9.6 | 0 | 0 | YES | Combustion Turbine | Natural Gas | No. 2 Fuel Oil | 85.9916 | ( 2 ) ( E ) | 0.20886 | 38094.2611 | 0.038094
R1138 | ENGIE Energy Marketing NA, Inc. | Nassau Energy Corp. | K | 323695 | Garden City | Nassau | NY | 1991-03-01 | 55 | 51.6 | 60.1 | 48.2 | 57.4 | YES | Combined Cycle | Natural Gas | No. 2 Fuel Oil | 334.213 |  | 0.69368 | 148056.359 | 0.14806
R1324 | Freeport Electric | Freeport 1-2 | K | 1660 | Freeport | Nassau | NY | 1949-08-01 | 2.9 | 2 | 2 | 2.3 | 2.9596 |  | Internal Combustion | No. 2 Fuel Oil |  | 0.03984 |  | 0.0015683 | 29.6011 | 2.9601e-05
R1325 | Freeport Electric | Freeport 1-3 | K | 1660 | Freeport | Nassau | NY | 1954-08-01 | 3.1 | 2.1 | 2.1 | 2.5 | 3.1637 |  | Internal Combustion | No. 2 Fuel Oil |  | 0.00622 |  | 0.00022905 | 4.6215 | 4.6215e-06
R1326 | Freeport Electric | Freeport 1-4 | K | 1660 | Freeport | Nassau | NY | 1964-10-01 | 5.1 | 4.4 | 4.4 | 4 | 5.2048 |  | Internal Combustion | No. 2 Fuel Oil |  | 0.09433 |  | 0.0021114 | 70.0872 | 7.0087e-05
R1327 | Freeport Electric | Freeport 2-3 | K | 1660 | Freeport | Nassau | NY | 1973-05-01 | 18.1 | 18.1 | 18.1 | 12.7 | 18.4719 |  | Combustion Turbine | Kerosene |  | 0.13425 |  | 0.0008467 | 34.905 | 3.4905e-05
R1328 | Freeport Electric | Freeport CT 2 | K | 23818 | Freeport | Nassau | NY | 2004-03-01 | 60.5 | 50.3 | 50.3 | 48.2 | 50.2 |  | Combustion Turbine | Natural Gas | Kerosene | 39.1633 |  | 0.073896 | 17349.3242 | 0.017349
R1365 | Tenaska Power Services Co. | Freeport CT 1 | K | 23764 | Freeport | Nassau | NY | 2004-06-01 | 60 | 48.3 | 51.3 | 46.2 | 46.4 | YES | Combustion Turbine | Natural Gas | No. 2 Fuel Oil | 85.6943 |  | 0.16304 | 37962.5882 | 0.037963
R1366 | Long Island Power Authority | Babylon (RR) | K | 323704 | Babylon | Suffolk | NY | 1989-04-01 | 17 | 15.5 | 15.5 | 14.8 | 14.7 |  | Steam Turbine (Fossil) | Refuse |  | 114.814 |  | 0.77098 | 2640.7209 | 0.0026407
R1367 | Long Island Power Authority | Barrett 03 | K | 23706 | Island Park | Nassau | NY | 1970-06-01 | 18 | 17.9 | 23.4 | 16.3 | 19.8 | YES | Combustion Turbine | Natural Gas | No. 2 Fuel Oil | 3.725 |  | 0.023624 | 1650.175 | 0.0016502
R1368 | Long Island Power Authority | Barrett 04 | K | 23707 | Island Park | Nassau | NY | 1970-07-01 | 18 | 17.7 | 23.1 | 16.6 | 19.8 | YES | Combustion Turbine | Natural Gas | No. 2 Fuel Oil | 4.616 |  | 0.029274 | 2044.888 | 0.0020449
R1369 | Long Island Power Authority | Barrett 05 | K | 23708 | Island Park | Nassau | NY | 1970-07-01 | 18 | 17.8 | 23.3 | 15.4 | 20.7 | YES | Combustion Turbine | Natural Gas | No. 2 Fuel Oil | 3.374 |  | 0.021398 | 1494.682 | 0.0014947
R1370 | Long Island Power Authority | Barrett 06 | K | 23709 | Island Park | Nassau | NY | 1970-07-01 | 18 | 17.8 | 23.3 | 17.2 | 19.7 | YES | Combustion Turbine | Natural Gas | No. 2 Fuel Oil | 2.257 |  | 0.014314 | 999.851 | 0.00099985
R1371 | Long Island Power Authority | Barrett 08 | K | 23711 | Island Park | Nassau | NY | 1970-07-01 | 18 | 17.3 | 22.6 | 15.9 | 20.3 | YES | Combustion Turbine | Natural Gas | No. 2 Fuel Oil | 2.929 |  | 0.018576 | 1297.547 | 0.0012975
R1372 | Long Island Power Authority | Barrett 09 | K | 23700 | Island Park | Nassau | NY | 1971-06-01 | 41.8 | 43.4 | 55.2 | 40.7 | 49.9 | YES | Jet Engine | Natural Gas | No. 2 Fuel Oil | 9.686 |  | 0.026452 | 4290.898 | 0.0042909
R1373 | Long Island Power Authority | Barrett 10 | K | 23701 | Island Park | Nassau | NY | 1971-06-01 | 41.8 | 42.7 | 54.3 | 41.6 | 50.4 | YES | Jet Engine | Natural Gas | No. 2 Fuel Oil | 8.869 |  | 0.024221 | 3928.967 | 0.003929
R1374 | Long Island Power Authority | Barrett 11 | K | 23702 | Island Park | Nassau | NY | 1971-06-01 | 41.8 | 43.3 | 55.1 | 41.2 | 49.9 | YES | Jet Engine | Natural Gas | No. 2 Fuel Oil | 19.172 |  | 0.052358 | 8493.196 | 0.0084932
R1375 | Long Island Power Authority | Barrett 12 | K | 23703 | Island Park | Nassau | NY | 1971-06-01 | 41.8 | 44 | 56 | 40.7 | 50.4 | YES | Jet Engine | Natural Gas | No. 2 Fuel Oil | 14.397 |  | 0.039318 | 6377.871 | 0.0063779
R1376 | Long Island Power Authority | Barrett GT 01 | K | 23704 | Island Park | Nassau | NY | 1970-06-01 | 18 | 18.1 | 23.6 | 17.9 | 20.4 | YES | Combustion Turbine | Natural Gas | No. 2 Fuel Oil | 5.52 |  | 0.035008 | 2445.36 | 0.0024454
R1377 | Long Island Power Authority | Barrett GT 02 | K | 23705 | Island Park | Nassau | NY | 1970-06-01 | 18 | 17.4 | 22.7 | 16.9 | 20.3 | YES | Combustion Turbine | Natural Gas | No. 2 Fuel Oil | 2.373 |  | 0.015049 | 1051.239 | 0.0010512
R1378 | Long Island Power Authority | Barrett ST 01 | K | 23545 | Island Park | Nassau | NY | 1956-11-01 | 188 | 200.2 | 200.2 | 194.7 | 197.5 | YES | Steam Turbine (Fossil) | Natural Gas | No. 6 Fuel Oil | 847.444 |  | 0.51458 | 375417.692 | 0.37542
R1379 | Long Island Power Authority | Barrett ST 02 | K | 23546 | Island Park | Nassau | NY | 1963-10-01 | 188 | 197.5 | 197.5 | 193.7 | 192.5 | YES | Steam Turbine (Fossil) | Natural Gas | No. 6 Fuel Oil | 433.324 |  | 0.26312 | 191962.532 | 0.19196
R1380 | Long Island Power Authority | Bethpage 3 | K | 323564 | Hicksville | Nassau | NY | 2005-05-01 | 96 | 79.9 | 91.4 | 77.9 | 77.1 |  | Combined Cycle | Natural Gas |  | 169.123 |  | 0.20111 | 74921.489 | 0.074921
R1381 | Long Island Power Authority | Caithness_CC_1 | K | 323624 | Brookhaven | Suffolk | NY | 2009-08-01 | 375 | 315.6 | 389.8 | 315.6 | 367.2 | YES | Combined Cycle | Natural Gas | No. 2 Fuel Oil | 2415.1582 |  | 0.73521 | 1069915.0737 | 1.0699
R1382 | Long Island Power Authority | East Hampton 2 | K | 23722 | E Hampton | Suffolk | NY | 1962-12-01 | 2 | 2 | 2 | 1.9667 | 2.0333 |  | Internal Combustion | No. 2 Fuel Oil |  | 0.3326 |  | 0.018984 | 247.1218 | 0.00024712
R1383 | Long Island Power Authority | East Hampton 3 | K | 23722 | E Hampton | Suffolk | NY | 1962-12-01 | 2 | 2 | 2 | 1.9667 | 2.0333 |  | Internal Combustion | No. 2 Fuel Oil |  | 0.4057 |  | 0.023156 | 301.4351 | 0.00030144
R1384 | Long Island Power Authority | East Hampton 4 | K | 23722 | E Hampton | Suffolk | NY | 1962-12-01 | 2 | 2 | 2 | 1.9667 | 2.0333 |  | Internal Combustion | No. 2 Fuel Oil |  | 0.40569 |  | 0.023156 | 301.4277 | 0.00030143
R1385 | Long Island Power Authority | East Hampton GT 01 | K | 23717 | E Hampton | Suffolk | NY | 1970-12-01 | 21.3 | 19.2 | 24.4 | 18.8 | 23.9 |  | Jet Engine | No. 2 Fuel Oil |  | 6.48 |  | 0.034729 | 4814.64 | 0.0048146
R1386 | Long Island Power Authority | Far Rockaway GT1 | K | 24212 | Far Rockaway | Queens | NY | 2002-07-01 | 60.5 | 53.5 | 73.1 | 53.5 | 58.4 |  | Jet Engine | Natural Gas |  | 99.5747 |  | 0.18788 | 44111.6142 | 0.044112
R1387 | Long Island Power Authority | Far Rockaway GT2 | K | 23815 | Jamaica Bay | Queens | NY | 2003-07-02 | 60.5 | 55.4 | 75.7 | 54.5 | 54.3 |  | Jet Engine | Kerosene |  | 7.3583 |  | 0.013884 | 1913.1658 | 0.0019132
R1388 | Long Island Power Authority | Glenwood GT 01 | K | 23712 | Glenwood | Nassau | NY | 1967-04-01 | 16 | 14.6 | 19.1 | 11.9 | 13.9 |  | Combustion Turbine | No. 2 Fuel Oil |  | 0.007 |  | 4.9943e-05 | 5.201 | 5.201e-06
R1389 | Long Island Power Authority | Glenwood GT 02 | K | 23688 | Glenwood | Nassau | NY | 1972-06-01 | 55 | 52.7 | 68.8 | 53.4 | 62.5 |  | Combustion Turbine | No. 2 Fuel Oil |  | 0.203 |  | 0.00042134 | 150.829 | 0.00015083
R1390 | Long Island Power Authority | Glenwood GT 03 | K | 23689 | Glenwood | Nassau | NY | 1972-06-01 | 55 | 52.7 | 68.8 | 54.2 | 64.5 |  | Combustion Turbine | No. 2 Fuel Oil |  | 0.573 |  | 0.0011893 | 425.739 | 0.00042574
R1391 | Long Island Power Authority | Glenwood GT 04 | K | 24219 | Glenwood | Nassau | NY | 2002-06-01 | 53 | 40.3 | 47.6 | 41 | 46.1 | YES | Combustion Turbine | Natural Gas | No. 2 Fuel Oil | 57.8505 |  | 0.1246 | 25627.7715 | 0.025628
R1392 | Long Island Power Authority | Glenwood GT 05 | K | 24220 | Glenwood | Nassau | NY | 2002-06-01 | 53 | 40 | 47.3 | 39.8 | 46.3 | YES | Combustion Turbine | Natural Gas | No. 2 Fuel Oil | 42.8418 |  | 0.092276 | 18978.9085 | 0.018979
R1393 | Long Island Power Authority | Greenport GT1 | K | 23814 | Greenport | Suffolk | NY | 2003-07-02 | 54 | 51.9 | 52.4 | 53.5 | 55.3 |  | Jet Engine | No. 2 Fuel Oil |  | 8.8024 |  | 0.018608 | 6540.1981 | 0.0065402
R1394 | Long Island Power Authority | Hempstead (RR) | K | 23647 | Hempstead | Nassau | NY | 1989-10-01 | 78.6 | 73.7 | 73.7 | 74.3 | 75.2 |  | Steam Turbine (Fossil) | Refuse |  | 593.5236 |  | 0.86201 | 13651.0428 | 0.013651
R1395 | Long Island Power Authority | Holtsville 01 | K | 23690 | Holtsville | Suffolk | NY | 1974-07-01 | 56.7 | 55.1 | 70.1 | 57.4 | 64.8 |  | Jet Engine | No. 2 Fuel Oil |  | 0.626 |  | 0.0012603 | 465.118 | 0.00046512
R1396 | Long Island Power Authority | Holtsville 02 | K | 23691 | Holtsville | Suffolk | NY | 1974-07-01 | 56.7 | 55.3 | 70.3 | 53.1 | 63.5 |  | Jet Engine | No. 2 Fuel Oil |  | 0.363 |  | 0.00073084 | 269.709 | 0.00026971
R1397 | Long Island Power Authority | Holtsville 03 | K | 23692 | Holtsville | Suffolk | NY | 1974-07-01 | 56.7 | 52.1 | 66.3 | 52.6 | 63.1 |  | Jet Engine | No. 2 Fuel Oil |  | 0.97 |  | 0.0019529 | 720.71 | 0.00072071
R1398 | Long Island Power Authority | Holtsville 04 | K | 23693 | Holtsville | Suffolk | NY | 1974-07-01 | 56.7 | 52.7 | 67 | 52.4 | 63.2 |  | Jet Engine | No. 2 Fuel Oil |  | 2.433 |  | 0.0048984 | 1807.719 | 0.0018077
R1399 | Long Island Power Authority | Holtsville 05 | K | 23694 | Holtsville | Suffolk | NY | 1974-07-01 | 56.7 | 53.3 | 67.8 | 55 | 64.8 |  | Jet Engine | No. 2 Fuel Oil |  | 0.423 |  | 0.00085163 | 314.289 | 0.00031429
R1400 | Long Island Power Authority | Holtsville 06 | K | 23695 | Holtsville | Suffolk | NY | 1975-07-01 | 56.7 | 53 | 67.4 | 48.9 | 62.3 |  | Jet Engine | No. 2 Fuel Oil |  | 3.008 |  | 0.0060561 | 2234.944 | 0.0022349
R1401 | Long Island Power Authority | Holtsville 07 | K | 23696 | Holtsville | Suffolk | NY | 1975-07-01 | 56.7 | 55.1 | 70.1 | 53.3 | 64.1 |  | Jet Engine | No. 2 Fuel Oil |  | 0.796 |  | 0.0016026 | 591.428 | 0.00059143
R1402 | Long Island Power Authority | Holtsville 08 | K | 23697 | Holtsville | Suffolk | NY | 1975-07-01 | 56.7 | 57.4 | 73 | 52.4 | 66.4 |  | Jet Engine | No. 2 Fuel Oil |  | 1.21 |  | 0.0024361 | 899.03 | 0.00089903
R1403 | Long Island Power Authority | Holtsville 09 | K | 23698 | Holtsville | Suffolk | NY | 1975-07-01 | 56.7 | 57.5 | 73.1 | 56.1 | 71.2 |  | Jet Engine | No. 2 Fuel Oil |  | 0.867 |  | 0.0017455 | 644.181 | 0.00064418
R1404 | Long Island Power Authority | Holtsville 10 | K | 23699 | Holtsville | Suffolk | NY | 1975-07-01 | 56.7 | 55.1 | 70.1 | 53.8 | 66.7 |  | Jet Engine | No. 2 Fuel Oil |  | 2.594 |  | 0.0052226 | 1927.342 | 0.0019273
R1405 | Long Island Power Authority | Huntington (RR) | K | 323705 | Huntington | Suffolk | NY | 1991-12-01 | 28 | 24.7 | 24.7 | 24.3 | 24.3 |  | Steam Turbine (Fossil) | Refuse |  | 193.9428 |  | 0.7907 | 4460.6853 | 0.0044607
R1406 | Long Island Power Authority | Islip (RR) | K | 323679 | Ronkonkoma | Suffolk | NY | 1990-03-01 | 12.5 | 11.2 | 11.2 | 8.3 | 8.7 |  | Steam Turbine (Fossil) | Refuse |  | 55.8567 |  | 0.51011 | 1284.7036 | 0.0012847
R1407 | Long Island Power Authority | Long Island Solar Farm | K | 323691 | Upton | Suffolk | NY | 2011-11-01 | 31.5 | 31.5 | 31.5 | 31.5 | 31.5 |  | Photovoltaic | Sunlight |  | 47.31 |  | 0.17145 | 1513.92 | 0.0015139
R1408 | Long Island Power Authority | Northport 1 | K | 23551 | Northport | Suffolk | NY | 1967-07-01 | 387 | 395 | 395 | 399.5 | 397 | YES | Steam Turbine (Fossil) | Natural Gas | No. 6 Fuel Oil | 342.029 |  | 0.10089 | 151518.847 | 0.15152
R1409 | Long Island Power Authority | Northport 2 | K | 23552 | Northport | Suffolk | NY | 1968-06-01 | 387 | 396 | 396 | 396.5 | 398.7 | YES | Steam Turbine (Fossil) | Natural Gas | No. 6 Fuel Oil | 131.99 |  | 0.038934 | 58471.57 | 0.058472
R1410 | Long Island Power Authority | Northport 3 | K | 23553 | Northport | Suffolk | NY | 1972-07-01 | 387 | 399.2 | 399.2 | 399.5 | 392.5 | YES | Steam Turbine (Fossil) | Natural Gas | No. 6 Fuel Oil | 289.847 |  | 0.085498 | 128402.221 | 0.1284
R1411 | Long Island Power Authority | Northport 4 | K | 23650 | Northport | Suffolk | NY | 1977-12-01 | 387 | 399.2 | 399.2 | 380.2 | 383.5 | YES | Steam Turbine (Fossil) | Natural Gas | No. 6 Fuel Oil | 863.563 |  | 0.25473 | 382558.409 | 0.38256
R1412 | Long Island Power Authority | Northport GT | K | 23718 | Northport | Suffolk | NY | 1967-03-01 | 16 | 13.8 | 18 | 11.7 | 15.5 |  | Combustion Turbine | No. 2 Fuel Oil |  | 0.02073 |  | 0.0001479 | 15.4024 | 1.5402e-05
R1413 | Long Island Power Authority | Oceanside (LF) | K | 5008 | Oceanside | Nassau | NY | 1991-02-01 | 2.1 | 1.1 | 1.1 | 0 | 0 |  | Internal Combustion | Bio Gas
R1414 | Long Island Power Authority | Oyster Bay (LF) | K | 5009 | Bethpage | Nassau | NY | 1986-07-01 | 1.3 | 0 | 0 | 0 | 0 |  | Internal Combustion | Bio Gas
R1415 | Long Island Power Authority | Pilgrim GT1 | K | 24216 | Brentwood | Suffolk | NY | 2002-08-01 | 50 | 45.6 | 45.6 | 45.3 | 46.4 |  | Combustion Turbine | Natural Gas |  | 37.3226 |  | 0.085211 | 16533.9118 | 0.016534
R1416 | Long Island Power Authority | Pilgrim GT2 | K | 24217 | Brentwood | Suffolk | NY | 2002-08-01 | 50 | 46.2 | 46.2 | 45.1 | 46.7 |  | Combustion Turbine | Natural Gas |  | 34.8258 |  | 0.079511 | 15427.8294 | 0.015428
R1417 | Long Island Power Authority | Pinelawn Power 1 | K | 323563 | Babylon | Suffolk | NY | 2005-06-01 | 82 | 78 | 78 | 75.7 | 78.2 | YES | Combined Cycle | Natural Gas | Kerosene | 126.0536 |  | 0.17548 | 55841.7625 | 0.055842
R1418 | Long Island Power Authority | Port Jefferson 3 | K | 23555 | Port Jefferson | Suffolk | NY | 1958-11-01 | 188 | 194.5 | 194.5 | 191.2 | 197 | YES | Steam Turbine (Fossil) | No. 6 Fuel Oil | Natural Gas | 86.283 |  | 0.052392 | 64108.269 | 0.064108
R1419 | Long Island Power Authority | Port Jefferson 4 | K | 23616 | Port Jefferson | Suffolk | NY | 1960-11-01 | 188 | 198.7 | 198.7 | 194 | 198.7 | YES | Steam Turbine (Fossil) | No. 6 Fuel Oil | Natural Gas | 112.165 |  | 0.068108 | 83338.595 | 0.083339
R1420 | Long Island Power Authority | Port Jefferson GT 01 | K | 23713 | Port Jefferson | Suffolk | NY | 1966-12-01 | 16 | 14.1 | 18.4 | 12.6 | 15.5 |  | Combustion Turbine | No. 2 Fuel Oil |  | -0.048 |  | -0.00034247 | -35.664 | -3.5664e-05
R1421 | Long Island Power Authority | Port Jefferson GT 02 | K | 24210 | Port Jefferson | Suffolk | NY | 2002-07-01 | 53 | 42 | 49.6 | 41 | 46.4 | YES | Combustion Turbine | Natural Gas | No. 2 Fuel Oil | 23.6767 |  | 0.050997 | 10488.7825 | 0.010489
R1422 | Long Island Power Authority | Port Jefferson GT 03 | K | 24211 | Port Jefferson | Suffolk | NY | 2002-07-01 | 53 | 41.1 | 48.6 | 41 | 47 | YES | Combustion Turbine | Natural Gas | No. 2 Fuel Oil | 19.1187 |  | 0.041179 | 8469.6062 | 0.0084696
R1423 | Long Island Power Authority | S Hampton 1 | K | 23720 | South Hampton | Suffolk | NY | 1963-03-01 | 11.5 | 10.3 | 13.5 | 8.5 | 10.9 |  | Combustion Turbine | No. 2 Fuel Oil |  | 0.947 |  | 0.0094004 | 703.621 | 0.00070362
R1424 | Long Island Power Authority | Shoreham 1 | K | 23715 | Shoreham | Suffolk | NY | 1971-07-01 | 52.9 | 48.9 | 63.9 | 49.3 | 67.5 |  | Combustion Turbine | No. 2 Fuel Oil |  | 0.485 |  | 0.0010466 | 360.355 | 0.00036035
R1425 | Long Island Power Authority | Shoreham 2 | K | 23716 | Shoreham | Suffolk | NY | 1984-04-01 | 18.6 | 18.5 | 23.5 | 16 | 22.8 |  | Jet Engine | No. 2 Fuel Oil |  | 0.235 |  | 0.0014423 | 174.605 | 0.00017461
R1426 | Long Island Power Authority | Shoreham GT3 | K | 24213 | Shoreham | Suffolk | NY | 2002-08-01 | 50 | 45.4 | 45.4 | 45.8 | 46.2 |  | Combustion Turbine | No. 2 Fuel Oil |  | 2.4531 |  | 0.0056007 | 1822.6533 | 0.0018227
R1427 | Long Island Power Authority | Shoreham GT4 | K | 24214 | Shoreham | Suffolk | NY | 2002-08-01 | 50 | 43.9 | 43.9 | 45.2 | 46 |  | Combustion Turbine | No. 2 Fuel Oil |  | 2.0427 |  | 0.0046636 | 1517.7038 | 0.0015177
R1428 | Long Island Power Authority | Smithtown (LF) | K | 5010 | Smithtown | Suffolk | NY | 1985-12-01 | 1.1 | 0 | 0 | 0 | 0 |  | Internal Combustion | Bio Gas
R1429 | Long Island Power Authority | South Oaks Hosp | K | 5011 | Amityville | Suffolk | NY | 1990-06-01 | 1 | 0 | 0 | 0 | 0 |  | Internal Combustion | Natural Gas
R1430 | Long Island Power Authority | Southold 1 | K | 23719 | Southold | Suffolk | NY | 1964-08-01 | 14 | 12.3 | 16.1 | 10.2 | 12.7 |  | Combustion Turbine | No. 2 Fuel Oil |  | 0.14067 |  | 0.001147 | 104.5178 | 0.00010452
R1431 | Long Island Power Authority | Wading River 1 | K | 23522 | Shoreham | Suffolk | NY | 1989-08-01 | 79.5 | 81.2 | 106.1 | 78.7 | 99.6 |  | Combustion Turbine | No. 2 Fuel Oil |  | 1.3203 |  | 0.0018959 | 981.02 | 0.00098102
R1432 | Long Island Power Authority | Wading River 2 | K | 23547 | Shoreham | Suffolk | NY | 1989-08-01 | 79.5 | 81.3 | 106.2 | 75.5 | 101.8 |  | Combustion Turbine | No. 2 Fuel Oil |  | 0.948 |  | 0.0013612 | 704.364 | 0.00070436
R1433 | Long Island Power Authority | Wading River 3 | K | 23601 | Shoreham | Suffolk | NY | 1989-08-01 | 79.5 | 81.3 | 106.2 | 77.8 | 100.5 |  | Combustion Turbine | No. 2 Fuel Oil |  | 3.4528 |  | 0.0049579 | 2565.4378 | 0.0025654
R1434 | Long Island Power Authority | West Babylon 4 | K | 23714 | West Babylon | Suffolk | NY | 1971-08-01 | 52.4 | 49 | 64 | 50 | 66.9 |  | Combustion Turbine | No. 2 Fuel Oil |  | 0.732 |  | 0.0015947 | 543.876 | 0.00054388
R1435 | Long Island Power Authority | Yaphank (LF) | K | 5012 | Yaphank | Suffolk | NY | 1983-09-01 | 1.6 | 1.5 | 1.5 | 0 | 0 |  | Internal Combustion | Bio Gas
R1453 | New York Power Authority | Brentwood | K | 24164 | Brentwood | Suffolk | NY | 2001-08-01 | 47 | 47.1 | 47.1 | 45.5 | 46.4 |  | Combustion Turbine | Natural Gas |  | 50.2106 |  | 0.12195 | 22243.2869 | 0.022243
R1458 | New York Power Authority | Flynn | K | 23794 | Holtsville | Suffolk | NY | 1994-05-01 | 170 | 135.5 | 168.4 | 137.7 | 162.7 | YES | Combined Cycle | Natural Gas | No. 2 Fuel Oil | 969.2605 |  | 0.65086 | 429382.4059 | 0.42938
R1462 | New York Power Authority | Greenport IC 4 | K | 1652 | Greenport | Suffolk | NY | 1957-06-06 | 1.2 | 1.7 | 1.7 | 0.93529 | 1.1 |  | Internal Combustion | No. 2 Fuel Oil |  | 0.002 |  | 0.00019026 | 1.486 | 1.486e-06
R1463 | New York Power Authority | Greenport IC 5 | K | 1652 | Greenport | Suffolk | NY | 1965-07-08 | 1.8 | 1.7 | 1.7 | 1.4029 | 1.6 |  | Internal Combustion | No. 2 Fuel Oil |  | 0.002 |  | 0.00012684 | 1.486 | 1.486e-06
R1464 | New York Power Authority | Greenport IC 6 | K | 1652 | Greenport | Suffolk | NY | 1971-09-17 | 3.8 | 2.7 | 2.7 | 2.9618 | 2.6 |  | Internal Combustion | No. 2 Fuel Oil |  | 0.006 |  | 0.00018025 | 4.458 | 4.458e-06
R1671 | Rockville Centre, Village of | Charles P Keller 07 | K | 1661 | Rockville Centre | Nassau | NY | 1942-09-01 | 2 | 2 | 2 | 1.9 | 1.9 |  | Internal Combustion | No. 2 Fuel Oil |  | 0.005 |  | 0.00028539 | 3.715 | 3.715e-06
R1672 | Rockville Centre, Village of | Charles P Keller 08 | K | 1661 | Rockville Centre | Nassau | NY | 1950-09-01 | 2.4 | 2.8 | 2.8 | 0 | 0 |  | Internal Combustion | No. 2 Fuel Oil |  |  | ( 9 ) ( R )
R1673 | Rockville Centre, Village of | Charles P Keller 09 | K | 1661 | Rockville Centre | Nassau | NY | 1954-09-01 | 3.5 | 3.3 | 3.3 | 3.4 | 3.4 | YES | Internal Combustion | No. 2 Fuel Oil | Natural Gas | 0.093 |  | 0.0030333 | 69.099 | 6.9099e-05
R1674 | Rockville Centre, Village of | Charles P Keller 10 | K | 1661 | Rockville Centre | Nassau | NY | 1954-09-01 | 3.5 | 3.2 | 3.2 | 3.4 | 3.4 | YES | Internal Combustion | No. 2 Fuel Oil | Natural Gas | 0.2671 |  | 0.0087117 | 198.4553 | 0.00019846
R1675 | Rockville Centre, Village of | Charles P Keller 11 | K | 1661 | Rockville Centre | Nassau | NY | 1962-09-01 | 5.2 | 5.2 | 5.2 | 5 | 5 | YES | Internal Combustion | No. 2 Fuel Oil | Natural Gas | 0.238 |  | 0.0052248 | 176.834 | 0.00017683
R1676 | Rockville Centre, Village of | Charles P Keller 12 | K | 1661 | Rockville Centre | Nassau | NY | 1967-09-01 | 5.5 | 5.5 | 5.5 | 5.3 | 5.3 | YES | Internal Combustion | No. 2 Fuel Oil | Natural Gas | 0.018 |  | 0.0003736 | 13.374 | 1.3374e-05
R1677 | Rockville Centre, Village of | Charles P Keller 13 | K | 1661 | Rockville Centre | Nassau | NY | 1974-09-01 | 5.5 | 5.6 | 5.6 | 5.3 | 5.3 | YES | Internal Combustion | No. 2 Fuel Oil | Natural Gas | 0.24 |  | 0.0049813 | 178.32 | 0.00017832
R1678 | Rockville Centre, Village of | Charles P Keller 14 | K | 1661 | Rockville Centre | Nassau | NY | 1994-09-01 | 6.2 | 6.3 | 6.3 | 5.9 | 5.9 | YES | Internal Combustion | No. 2 Fuel Oil | Natural Gas | 0.917 |  | 0.016884 | 681.331 | 0.00068133
Totals | [8 empty] | 5701 | [8 empty] | 9268.2118 |  |  | 3755666.2881 | 3.7557

## Nuclear
Line No. | Billing Org | Station Unit | Zone | PTID | Town | Cnty | St | YYY-MM-DD | Nameplate MW | CRIS SUM MW | CRIS WIN MW | CAPABILITY SUM MW | CAPABILITY WIN MW | DUAL | Unit Type | Fuel Type 1 | Fuel Type 2 | 2017 GWh | Notes | Capacity | CO2 Emissions MTCO2 | CO2 Emissions MMTCO2
R1139 | Entergy Nuclear Power Marketing LLC | Indian Point 2 | H | 23530 | Buchanan | Westchester | NY | 1973-08-01 | 1299 | 1026.5 | 1026.5 | 1018.5 | 1026.5 |  | Steam (PWR Nuclear) | Uranium |  | 8351.927 |  | 0.73396 | 551227.182 | 0.55123
R1140 | Entergy Nuclear Power Marketing LLC | Indian Point 3 | H | 23531 | Buchanan | Westchester | NY | 1976-04-01 | 1012 | 1040.4 | 1040.4 | 1037.8 | 1037.4 |  | Steam (PWR Nuclear) | Uranium |  | 6952.478 |  | 0.78425 | 458863.548 | 0.45886
R1316 | Exelon Generation Company, LLC | James A. FitzPatrick | C | 23598 | Scriba | Oswego | NY | 1975-07-01 | 882 | 858.9 | 858.9 | 848.1 | 850.3 |  | Steam (BWR Nuclear) | Uranium |  | 6174.2552 |  | 0.79912 | 407500.8432 | 0.4075
R1627 | Nine Mile Point Nuclear Station, LLC | Nine Mile Point 1 | C | 23575 | Scriba | Oswego | NY | 1969-11-01 | 641.8 | 630.5 | 630.5 | 624.9 | 627.2 |  | Steam (BWR Nuclear) | Uranium |  | 5024.3646 |  | 0.89367 | 331608.0662 | 0.33161
R1628 | Nine Mile Point Nuclear Station, LLC | Nine Mile Point 2 | C | 23744 | Scriba | Oswego | NY | 1988-08-01 | 1399 | 1246.6 | 1246.6 | 1291.7 | 1302.7 |  | Steam (BWR Nuclear) | Uranium |  | 11016.4097 |  | 0.89891 | 727083.0402 | 0.72708
R1662 | R.E. Ginna Nuclear Power Plant, LLC | R. E. Ginna | B | 23603 | Ontario | Wayne | NY | 1970-07-01 | 614 | 582 | 582 | 580.6 | 581.1 |  | Steam (PWR Nuclear) | Uranium |  | 4655.157 |  | 0.86549 | 307240.362 | 0.30724
Totals | [8 empty] | 5847.8 | [8 empty] | 42174.5915 |  |  | 2783523.0416 | 2.7835

## Bio Gas
Line No. | Billing Org | Station Unit | Zone | PTID | Town | Cnty | St | YYY-MM-DD | Nameplate MW | CRIS SUM MW | CRIS WIN MW | CAPABILITY SUM MW | CAPABILITY WIN MW | DUAL | Unit Type | Fuel Type 1 | Fuel Type 2 | 2017 GWh | Notes | Capacity | CO2 Emissions MTCO2 | CO2 Emissions MMTCO2
R1001 | Albany Energy LLC | Albany LFGE | F | 323615 | Albany | Albany | NY | 1998-05-01 | 5.6 | 4.5 | 4.5 | 5.6 | 5.6 |  | Internal Combustion | Bio Gas |  | 26.4114 |  | 0.53839 | 290.526 | 0.00029053
R1111 | Consolidated Edison Energy, Inc. | Broome 2 LFGE | C | 323671 | Binghamton | Broome | NY | 2013-01-31 | 2.1 | 2 | 2 | 2 | 2 |  | Internal Combustion | Bio Gas |  | 17.7299 |  | 0.96379 | 195.0286 | 0.00019503
R1313 | Exelon Generation Company, LLC | Chaffee | A | 323603 | Chaffee | Erie | NY | 2007-08-09 | 6.4 | 6.4 | 6.4 | 6.4 | 6.4 |  | Internal Combustion | Bio Gas |  | 50.7262 |  | 0.90479 | 557.9884 | 0.00055799
R1314 | Exelon Generation Company, LLC | High Acres 1 | C | 23767 | Fairport | Wayne | NY | 1991-06-01 | 3.2 | 3.2 | 3.2 | 3.2 | 3.2 |  | Internal Combustion | Bio Gas |  | 24.28 |  | 0.86615 | 267.08 | 0.00026708
R1315 | Exelon Generation Company, LLC | High Acres 2 | C | 23767 | Fairport | Wayne | NY | 2008-02-28 | 6.4 | 6.4 | 6.4 | 6.4 | 6.4 |  | Internal Combustion | Bio Gas |  | 48.158 |  | 0.85898 | 529.738 | 0.00052974
R1317 | Exelon Generation Company, LLC | Madison County LF | E | 323628 | Wampsville | Madison | NY | 2010-03-01 | 1.6 | 1.6 | 1.6 | 1.6 | 1.6 |  | Internal Combustion | Bio Gas |  | 5.4189 |  | 0.38662 | 59.6077 | 5.9608e-05
R1318 | Exelon Generation Company, LLC | Mill Seat | B | 323607 | Riga | Monroe | NY | 2007-07-20 | 6.4 | 6.4 | 6.4 | 6.4 | 6.4 |  | Internal Combustion | Bio Gas |  | 52.4642 |  | 0.93579 | 577.1062 | 0.00057711
R1319 | Exelon Generation Company, LLC | Monroe Livingston | B | 24207 | Scottsville | Monroe | NY | 1988-11-01 | 2.4 | 2.4 | 2.4 | 2.4 | 2.4 |  | Internal Combustion | Bio Gas |  | 7.5846 |  | 0.36076 | 83.4302 | 8.343e-05
R1320 | Exelon Generation Company, LLC | Oneida-Herkimer LFGE | E | 323681 | Boonville | Oneida | NY | 2012-04-01 | 3.2 | 3.2 | 3.2 | 3.2 | 3.2 |  | Internal Combustion | Bio Gas |  | 25.747 |  | 0.91849 | 283.2174 | 0.00028322
R1321 | Exelon Generation Company, LLC | Synergy Biogas | B | 323694 | Wyoming | Wyoming | NY | 2012-09-01 | 2 | 2 | 2 | 0 | 0 |  | Internal Combustion | Bio Gas |  | 5.004 |  | 0.28561 | 55.0437 | 5.5044e-05
R1353 | Innovative Energy Systems, Inc. | Auburn LFG | C | 323710 | Auburn | Cayuga | NY | 2010-01-01 | 2.1 | 0 | 0 | 0 | 0 |  | Internal Combustion | Bio Gas |  |  | ( 8 ) ( R )
R1354 | Innovative Energy Systems, Inc. | Chautauqua LFGE | A | 323629 | Jamestown | Chautauqua | NY | 2010-02-12 | 9.6 | 0 | 0 | 0 | 0 |  | Internal Combustion | Bio Gas |  | 42.6382 |  | 0.50702 | 469.02 | 0.00046902
R1355 | Innovative Energy Systems, Inc. | Clinton LFGE | D | 323618 | Morrisonville | Clinton | NY | 2008-10-01 | 6.4 | 6.4 | 6.4 | 6.4 | 6.4 |  | Internal Combustion | Bio Gas |  | 30.8321 |  | 0.54994 | 339.1532 | 0.00033915
R1356 | Innovative Energy Systems, Inc. | Colonie LFGTE | F | 323577 | Colonie | Albany | NY | 2006-03-01 | 6.4 | 6.4 | 6.4 | 6.4 | 6.4 |  | Internal Combustion | Bio Gas |  | 35.1628 |  | 0.62719 | 386.7907 | 0.00038679
R1357 | Innovative Energy Systems, Inc. | DANC LFGE | E | 323619 | Watertown | Jefferson | NY | 2008-09-08 | 6.4 | 6.4 | 6.4 | 6.4 | 6.4 |  | Internal Combustion | Bio Gas |  | 29.738 |  | 0.53043 | 327.1175 | 0.00032712
R1358 | Innovative Energy Systems, Inc. | Fulton LFGE | F | 323630 | Johnstown | Fulton | NY | 2010-06-04 | 3.2 | 0 | 0 | 0 | 0 |  | Internal Combustion | Bio Gas |  | 12.6077 |  | 0.44976 | 138.6851 | 0.00013869
R1359 | Innovative Energy Systems, Inc. | Hyland LFGE | B | 323620 | Angelica | Allegany | NY | 2008-09-08 | 4.8 | 4.8 | 4.8 | 4.8 | 4.8 |  | Internal Combustion | Bio Gas |  | 38.0771 |  | 0.90556 | 418.848 | 0.00041885
R1360 | Innovative Energy Systems, Inc. | Steuben County LF | C | 323667 | Bath | Steuben | NY | 2012-08-01 | 3.2 | 3.2 | 3.2 | 3.2 | 3.2 |  | Internal Combustion | Bio Gas |  | 15.5837 |  | 0.55592 | 171.4202 | 0.00017142
R1413 | Long Island Power Authority | Oceanside (LF) | K | 5008 | Oceanside | Nassau | NY | 1991-02-01 | 2.1 | 1.1 | 1.1 | 0 | 0 |  | Internal Combustion | Bio Gas
R1414 | Long Island Power Authority | Oyster Bay (LF) | K | 5009 | Bethpage | Nassau | NY | 1986-07-01 | 1.3 | 0 | 0 | 0 | 0 |  | Internal Combustion | Bio Gas
R1428 | Long Island Power Authority | Smithtown (LF) | K | 5010 | Smithtown | Suffolk | NY | 1985-12-01 | 1.1 | 0 | 0 | 0 | 0 |  | Internal Combustion | Bio Gas
R1435 | Long Island Power Authority | Yaphank (LF) | K | 5012 | Yaphank | Suffolk | NY | 1983-09-01 | 1.6 | 1.5 | 1.5 | 0 | 0 |  | Internal Combustion | Bio Gas
R1440 | Model City Energy LLC | Model City Energy | A | 24167 | Lewiston | Niagara | NY | 2001-06-01 | 5.6 | 5.6 | 5.6 | 5.6 | 5.6 |  | Internal Combustion | Bio Gas |  | 39.5608 |  | 0.80644 | 435.1684 | 0.00043517
R1441 | Modern Innovative Energy, LLC | Modern LF | A | 323580 | Lewiston | Niagara | NY | 2006-02-01 | 6.4 | 6.4 | 6.4 | 6.4 | 6.4 |  | Internal Combustion | Bio Gas |  | 21.4321 |  | 0.38228 | 235.7534 | 0.00023575
R1483 | New York State Elec. & Gas Corp. | AA Dairy | C | 5013 | Ithaca | Tompkins | NY | 1998-06-01 | 0.1 | 0 | 0 | 0 | 0 |  | Internal Combustion | Bio Gas
R1491 | New York State Elec. & Gas Corp. | Broome LFGE | C | 323600 | Binghamton | Broome | NY | 2007-09-01 | 2.4 | 2.1 | 2.1 | 2.1 | 2.1 |  | Internal Combustion | Bio Gas |  | 9.5865 |  | 0.45598 | 105.4515 | 0.00010545
R1574 | Niagara Mohawk Power Corp. | Gloversville Johnstown WWT | F | 23643 | Gloversville | Fulton | NY | 2010-01-01 | 0.7 | 0 | 0 | 0 | 0 |  | Internal Combustion | Bio Gas |  | 1.364 |  | 0.22244 | 15.004 | 1.5004e-05
R1598 | Niagara Mohawk Power Corp. | Onondaga Energy Partners | C | 23634 | Onondaga | Onondaga | NY | 1987-12-01 | 1.4 | 0 | 0 | 0 | 0 |  | Internal Combustion | Bio Gas
R1610 | Niagara Mohawk Power Corp. | Sustainable Bioelectric LLC | A | 23774 | Wheatfield | Niagara | NY | 2014-03-01 | 0.6 | 0 | 0 | 0 | 0 |  | Internal Combustion | Bio Gas |  | 0.798 |  | 0.15183 | 8.778 | 8.778e-06
R1659 | Orange and Rockland Utilities | Landfill G.Part19 | G | 5057 | Goshen | Orange | NY | 1988-12-01 | 2.5 | 0 | 0 | 0 | 0 |  | Internal Combustion | Bio Gas
R1660 | Orange and Rockland Utilities | Middletown LFG | G | 5058 | Goshen | Orange | NY | 1988-12-01 | 3 | 0 | 0 | 0 | 0 |  | Internal Combustion | Bio Gas
R1683 | Seneca Energy II, LLC | Ontario LFGE | C | 23819 | Canandaigua | Ontario | NY | 2003-12-01 | 11.2 | 7.6 | 7.6 | 11.2 | 11.2 |  | Internal Combustion | Bio Gas |  | 67.2348 |  | 0.68529 | 739.5826 | 0.00073958
R1684 | Seneca Energy II, LLC | Seneca Energy 1 | C | 23797 | Seneca Falls | Seneca | NY | 1996-03-01 | 8.8 | 8.8 | 8.8 | 8.8 | 8.8 |  | Internal Combustion | Bio Gas |  | 121.9829 | ( G ) |  | 1341.8116 | 0.0013418
R1685 | Seneca Energy II, LLC | Seneca Energy 2 | C | 23797 | Seneca Falls | Seneca | NY | 1997-08-01 | 8.8 | 8.8 | 8.8 | 8.8 | 8.8 |  | Internal Combustion | Bio Gas
Totals | [8 empty] | 139 | [8 empty] | 730.1227 |  |  | 8031.3502 | 0.0080314

## Coal
Line No. | Billing Org | Station Unit | Zone | PTID | Town | Cnty | St | YYY-MM-DD | Nameplate MW | CRIS SUM MW | CRIS WIN MW | CAPABILITY SUM MW | CAPABILITY WIN MW | DUAL | Unit Type | Fuel Type 1 | Fuel Type 2 | 2017 GWh | Notes | Capacity | CO2 Emissions MTCO2 | CO2 Emissions MMTCO2
R1081 | Cayuga Operating Company, LLC | Cayuga 1 | C | 23584 | Lansing | Tompkins | NY | 1955-09-01 | 155.3 | 154.1 | 154.1 | 153.9 | 151.2 |  | Steam Turbine (Fossil) | Bituminous Coal |  | 159.6817 |  | 0.11738 | 159681.68 | 0.15968
R1082 | Cayuga Operating Company, LLC | Cayuga 2 | C | 23585 | Lansing | Tompkins | NY | 1958-10-01 | 167.2 | 154.7 | 154.7 | 139.6 | 158 |  | Steam Turbine (Fossil) | Bituminous Coal |  | 60.4786 |  | 0.041292 | 60478.64 | 0.060479
R1696 | Somerset Operating Company, LLC | Somerset | A | 23543 | Somerset | Niagara | NY | 1984-08-01 | 655.1 | 686.5 | 686.5 | 685.9 | 691.5 |  | Steam Turbine (Fossil) | Bituminous Coal |  | 347.288 |  | 0.060517 | 347288 | 0.34729
Totals | [8 empty] | 977.6 | [8 empty] | 567.4483 |  |  | 567448.32 | 0.56745

## Natural Gas
Line No. | Billing Org | Station Unit | Zone | PTID | Town | Cnty | St | YYY-MM-DD | Nameplate MW | CRIS SUM MW | CRIS WIN MW | CAPABILITY SUM MW | CAPABILITY WIN MW | DUAL | Unit Type | Fuel Type 1 | Fuel Type 2 | 2017 GWh | Notes | Capacity | CO2 Emissions MTCO2 | CO2 Emissions MMTCO2
R1002 | Astoria Energy II, LLC | Astoria Energy 2 - CC3 | J | 323677 | Queens | Queens | NY | 2011-07-01 | 330 | 288 | 376.3 | 286 | 329.4 | YES | Combined Cycle | Natural Gas | No. 2 Fuel Oil | 2568.84 | ( G ) | 0.88863 | 1137996.1289 | 1.138
R1003 | Astoria Energy II, LLC | Astoria Energy 2 - CC4 | J | 323678 | Queens | Queens | NY | 2011-07-01 | 330 | 288 | 376.3 | 286 | 329.4 | YES | Combined Cycle | Natural Gas | No. 2 Fuel Oil
R1004 | Astoria Energy, LLC | Astoria East Energy - CC1 | J | 323581 | Queens | Queens | NY | 2006-04-01 | 320 | 292.6 | 355.3 | 290.9 | 328.4 | YES | Combined Cycle | Natural Gas | No. 2 Fuel Oil | 3251.76 | ( G ) |  | 1440529.6844 | 1.4405
R1005 | Astoria Energy, LLC | Astoria East Energy - CC2 | J | 323582 | Queens | Queens | NY | 2006-04-01 | 320 | 292.6 | 355.3 | 290.9 | 328.4 | YES | Combined Cycle | Natural Gas | No. 2 Fuel Oil
R1006 | Astoria Generating Company L.P. | Astoria 2 | J | 24149 | Queens | Queens | NY | 1954-03-01 | 180 | 177 | 177 | 172.8 | 170.6 |  | Steam Turbine (Fossil) | Natural Gas |  | 4.122 |  | 0.0026142 | 1826.046 | 0.001826
R1009 | Astoria Generating Company L.P. | Astoria GT 01 | J | 23523 | Queens | Queens | NY | 1967-07-01 | 16 | 15.7 | 20.5 | 14 | 18.9 |  | Combustion Turbine | Natural Gas |  | 0.71135 |  | 0.0050753 | 315.128 | 0.00031513
R1066 | Binghamton BOP, LLC | Binghamton | C | 23790 | Binghamton | Broome | NY | 2001-03-01 | 47.7 | 43.8 | 57.2 | 0 | 0 | YES | Combined Cycle | Natural Gas | Kerosene | 3.8051 | ( 1 ) ( R ) | 0.0091063 | 1685.6566 | 0.0016857
R1072 | Calpine Energy Services LP | Bethpage | K | 23823 | Hicksville | Nassau | NY | 1989-09-01 | 83.6 | 54.9 | 55.1 | 51.9 | 60.2 |  | Combined Cycle | Natural Gas |  | 291.864 |  | 0.39854 | 129295.752 | 0.1293
R1073 | Calpine Energy Services LP | Bethpage GT4 | K | 323586 | Hicksville | Nassau | NY | 2002-07-01 | 60 | 48.2 | 51.2 | 44.4 | 47.7 |  | Combustion Turbine | Natural Gas |  | 144.609 |  | 0.27513 | 64061.787 | 0.064062
R1074 | Calpine Energy Services LP | KIAC_JFK_GT1 | J | 23816 | Jamaica | Queens | NY | 1995-02-01 | 60.6 | 58.7 | 58.7 | 59.1 | 61 | YES | Combined Cycle | Natural Gas | No. 2 Fuel Oil | 578.8973 | ( G ) |  | 256451.5229 | 0.25645
R1075 | Calpine Energy Services LP | KIAC_JFK_GT2 | J | 23817 | Jamaica | Queens | NY | 1995-02-01 | 60.6 | 58.3 | 58.3 | 59 | 57.4 | YES | Combined Cycle | Natural Gas | No. 2 Fuel Oil
R1076 | Calpine Energy Services LP | Stony Brook | K | 24151 | Stony Brook | Suffolk | NY | 1995-04-01 | 47 | 9.6 | 9.6 | 0 | 0 | YES | Combustion Turbine | Natural Gas | No. 2 Fuel Oil | 85.9916 | ( 2 ) ( E ) | 0.20886 | 38094.2611 | 0.038094
R1079 | Carr Street Generating Station LP | Carr St.-E. Syr | C | 24060 | Dewitt | Onondaga | NY | 1993-08-01 | 122.6 | 89 | 116.8 | 92.7 | 106.1 | YES | Combined Cycle | Natural Gas | No. 2 Fuel Oil | 85.9993 |  | 0.080076 | 38097.6837 | 0.038098
R1080 | Castleton Power, LLC | Castleton Energy Center | F | 23900 | Castleton | Rensselaer | NY | 1992-01-01 | 72 | 69 | 86.6 | 69.6 | 76.9 | YES | Combined Cycle | Natural Gas | No. 2 Fuel Oil | 158.1116 |  | 0.25068 | 70043.4388 | 0.070043
R1103 | Consolidated Edison Co. of NY, Inc. | Brooklyn Navy Yard | J | 23515 | Brooklyn | Kings | NY | 1996-11-01 | 322 | 266.9 | 348.6 | 266.3 | 311.8 | YES | Combined Cycle | Natural Gas | No. 2 Fuel Oil | 1904.128 |  | 0.67505 | 843528.704 | 0.84353
R1104 | Consolidated Edison Co. of NY, Inc. | East River 1 | J | 323558 | Manhattan | New York | NY | 2005-04-01 | 185 | 160.5 | 199 | 153.1 | 200.3 | YES | Combined Cycle | Natural Gas | Kerosene | 1202.624 |  | 0.74209 | 532762.432 | 0.53276
R1105 | Consolidated Edison Co. of NY, Inc. | East River 2 | J | 323559 | Manhattan | New York | NY | 2005-04-05 | 185 | 162.4 | 201.4 | 154 | 198.5 | YES | Combined Cycle | Natural Gas | Kerosene | 1252.0055 |  | 0.77256 | 554638.4365 | 0.55464
R1106 | Consolidated Edison Co. of NY, Inc. | East River 6 | J | 23660 | Manhattan | New York | NY | 1951-11-01 | 156.2 | 136.3 | 136.3 | 143.9 | 148.6 | YES | Steam Turbine (Fossil) | Natural Gas | No. 6 Fuel Oil | 505.8219 |  | 0.36967 | 224079.1017 | 0.22408
R1107 | Consolidated Edison Co. of NY, Inc. | East River 7 | J | 23524 | Manhattan | New York | NY | 1955-06-01 | 200 | 186.7 | 186.7 | 187 | 188.6 | YES | Steam Turbine (Fossil) | Natural Gas | No. 6 Fuel Oil | 132.0682 |  | 0.075381 | 58506.2126 | 0.058506
R1112 | Consolidated Edison Energy, Inc. | Fortistar - N.Tonawanda | A | 24026 | N Tonawanda | Erie | NY | 1993-06-01 | 68.5 | 59 | 75 | 59.1 | 69.2 | YES | Combined Cycle | Natural Gas | No. 2 Fuel Oil | 11.1659 |  | 0.018608 | 4946.4716 | 0.0049465
R1113 | Consolidated Edison Energy, Inc. | Massena | D | 23902 | Massena | St Lawrence | NY | 1992-07-01 | 102.1 | 82.2 | 107.9 | 81.1 | 92.3 | YES | Combined Cycle | Natural Gas | No. 2 Fuel Oil | 4.978 |  | 0.0055658 | 2205.254 | 0.0022053
R1115 | Consolidated Edison Energy, Inc. | Rensselaer | F | 23796 | Rensselaer | Rensselaer | NY | 1993-12-01 | 96.9 | 79 | 79 | 77 | 82.7 | YES | Combined Cycle | Natural Gas | No. 2 Fuel Oil | 6.1413 |  | 0.0072349 | 2720.5959 | 0.0027206
R1122 | Danskammer Energy, LLC | Danskammer 1 | G | 23586 | Newburgh | Orange | NY | 1951-12-01 | 72 | 69 | 69 | 69 | 68.2 | YES | Steam Turbine (Fossil) | Natural Gas | No. 6 Fuel Oil | 0.9304 |  | 0.0014751 | 412.1672 | 0.00041217
R1123 | Danskammer Energy, LLC | Danskammer 2 | G | 23589 | Newburgh | Orange | NY | 1954-09-01 | 73.5 | 64.7 | 64.7 | 66 | 65.5 | YES | Steam Turbine (Fossil) | Natural Gas | No. 6 Fuel Oil | 0.9083 |  | 0.0014107 | 402.3769 | 0.00040238
R1124 | Danskammer Energy, LLC | Danskammer 3 | G | 23590 | Newburgh | Orange | NY | 1959-10-01 | 147.1 | 139.2 | 139.2 | 136.7 | 136.7 |  | Steam Turbine (Fossil) | Natural Gas |  | 2.0645 |  | 0.0016021 | 914.5646 | 0.00091456
R1125 | Danskammer Energy, LLC | Danskammer 4 | G | 23591 | Newburgh | Orange | NY | 1967-09-01 | 239.4 | 238.2 | 238.2 | 223.5 | 224.5 |  | Steam Turbine (Fossil) | Natural Gas |  | 5.0539 |  | 0.0024099 | 2238.8777 | 0.0022389
R1126 | Dynegy Marketing and Trade, LLC | Independence | C | 23970 | Scriba | Oswego | NY | 1994-11-01 | 1254 | 956.4 | 1130.9 | 1002 | 1212 |  | Combined Cycle | Natural Gas |  | 4298.002 |  | 0.39126 | 1904014.886 | 1.904
R1134 | Emera Energy Services, Inc | Lockport | A | 23791 | Lockport | Niagara | NY | 1992-07-01 | 221.3 | 225.2 | 261.7 | 208 | 232.1 | YES | Combined Cycle | Natural Gas | No. 2 Fuel Oil | 147.6018 |  | 0.076139 | 65387.5974 | 0.065388
R1135 | Emera Energy U.S. Subsidiary No. 1, Inc. | Greenidge 4 | C | 23583 | Torrey | Yates | NY | 1953-12-01 | 112.5 | 106.3 | 106.3 | 104.3 | 104 |  | Steam Turbine (Fossil) | Natural Gas | Wood | 165.1992 | ( 3 ) ( D ) | 0.16763 | 73183.2292 | 0.073183
R1136 | Empire Generating Co, LLC | EMPIRE_CC_1 | F | 323656 | Rensselaer | Rensselaer | NY | 2010-09-02 | 335 | 294.2 | 360.2 | 298.6 | 335.1 | YES | Combined Cycle | Natural Gas | No. 2 Fuel Oil | 1214.946 |  | 0.41401 | 538221.078 | 0.53822
R1137 | Empire Generating Co, LLC | EMPIRE_CC_2 | F | 323658 | Rensselaer | Rensselaer | NY | 2010-09-02 | 335 | 298.2 | 365.1 | 298.6 | 335.8 | YES | Combined Cycle | Natural Gas | No. 2 Fuel Oil | 1142.365 |  | 0.38927 | 506067.695 | 0.50607
R1138 | ENGIE Energy Marketing NA, Inc. | Nassau Energy Corp. | K | 323695 | Garden City | Nassau | NY | 1991-03-01 | 55 | 51.6 | 60.1 | 48.2 | 57.4 | YES | Combined Cycle | Natural Gas | No. 2 Fuel Oil | 334.213 |  | 0.69368 | 148056.359 | 0.14806
R1328 | Freeport Electric | Freeport CT 2 | K | 23818 | Freeport | Nassau | NY | 2004-03-01 | 60.5 | 50.3 | 50.3 | 48.2 | 50.2 |  | Combustion Turbine | Natural Gas | Kerosene | 39.1633 |  | 0.073896 | 17349.3242 | 0.017349
R1329 | GenOn Energy Management, LLC | Bowline 1 | G | 23526 | West Haverstraw | Rockland | NY | 1972-09-01 | 621 | 577.7 | 577.7 | 572.6 | 570.7 | YES | Steam Turbine (Fossil) | Natural Gas | No. 6 Fuel Oil | 979.8917 |  | 0.18013 | 434092.0364 | 0.43409
R1330 | GenOn Energy Management, LLC | Bowline 2 | G | 23595 | West Haverstraw | Rockland | NY | 1974-05-01 | 621 | 567.4 | 567.4 | 558.1 | 566.4 | YES | Steam Turbine (Fossil) | Natural Gas | No. 6 Fuel Oil | 226.3858 |  | 0.041615 | 100288.9271 | 0.10029
R1332 | Helix Ravenswood, LLC | Ravenswood 01 | J | 23729 | Queens | Queens | NY | 1967-07-01 | 18.6 | 8.8 | 11.5 | 8.7 | 11.4 |  | Combustion Turbine | Natural Gas |  | 0.422 |  | 0.00259 | 186.946 | 0.00018695
R1336 | Helix Ravenswood, LLC | Ravenswood 2-1 | J | 24244 | Queens | Queens | NY | 1970-12-01 | 42.9 | 40.4 | 51.4 | 30.6 | 41.7 | YES | Jet Engine | Natural Gas | Kerosene | 2.201 | ( 7 ) ( I ) | 0.0058568 | 975.043 | 0.00097504
R1337 | Helix Ravenswood, LLC | Ravenswood 2-2 | J | 24245 | Queens | Queens | NY | 1970-12-01 | 42.9 | 37.6 | 47.8 | 32 | 41.9 | YES | Jet Engine | Natural Gas | Kerosene | 2.293 | ( 7 ) ( I ) | 0.0061016 | 1015.799 | 0.0010158
R1338 | Helix Ravenswood, LLC | Ravenswood 2-3 | J | 24246 | Queens | Queens | NY | 1970-12-01 | 42.9 | 39.2 | 49.9 | 30.7 | 37.3 | YES | Jet Engine | Natural Gas | Kerosene | 2.005 | ( 7 ) ( I ) | 0.0053352 | 888.215 | 0.00088821
R1339 | Helix Ravenswood, LLC | Ravenswood 2-4 | J | 24247 | Queens | Queens | NY | 1970-12-01 | 42.9 | 39.8 | 50.6 | 30.9 | 41.6 | YES | Jet Engine | Natural Gas | Kerosene | 2.57 | ( 7 ) ( I ) | 0.0068387 | 1138.51 | 0.0011385
R1340 | Helix Ravenswood, LLC | Ravenswood 3-1 | J | 24248 | Queens | Queens | NY | 1970-08-01 | 42.9 | 40.5 | 51.5 | 30.7 | 40.8 | YES | Jet Engine | Natural Gas | Kerosene | 1.537 | ( 7 ) ( I ) | 0.0040899 | 680.891 | 0.00068089
R1341 | Helix Ravenswood, LLC | Ravenswood 3-2 | J | 24249 | Queens | Queens | NY | 1970-08-01 | 42.9 | 38.1 | 48.5 | 29.7 | 40.3 | YES | Jet Engine | Natural Gas | Kerosene | 2.199 | ( 7 ) ( I ) | 0.0058515 | 974.157 | 0.00097416
R1342 | Helix Ravenswood, LLC | Ravenswood 3-4 | J | 24251 | Queens | Queens | NY | 1970-08-01 | 42.9 | 35.8 | 45.5 | 29.8 | 40.8 | YES | Jet Engine | Natural Gas | Kerosene | 2.573 | ( 7 ) ( I ) | 0.0068467 | 1139.839 | 0.0011398
R1343 | Helix Ravenswood, LLC | Ravenswood CC 04 | J | 23820 | Queens | Queens | NY | 2004-05-01 | 250 | 231.2 | 276.7 | 219.2 | 277.3 | YES | Combined Cycle | Natural Gas | No. 2 Fuel Oil | 1404.902 |  | 0.64151 | 622371.586 | 0.62237
R1348 | Indeck Energy Services of Silver Springs | Indeck-Silver Springs | C | 23768 | Silver Springs | Wyoming | NY | 1991-04-01 | 56.6 | 51.5 | 66.1 | 49.1 | 62.5 | YES | Combined Cycle | Natural Gas | No. 2 Fuel Oil | 54.5746 |  | 0.11007 | 24176.5434 | 0.024177
R1349 | Indeck-Corinth LP | Indeck-Corinth | F | 23802 | Corinth | Saratoga | NY | 1995-07-01 | 147 | 131.2 | 134 | 130.6 | 134.7 | YES | Combined Cycle | Natural Gas | No. 2 Fuel Oil | 665.264 |  | 0.51662 | 294711.952 | 0.29471
R1350 | Indeck-Olean LP | Indeck-Olean | A | 23982 | Olean | Cattaraugus | NY | 1993-12-01 | 90.6 | 79.4 | 88.5 | 78.7 | 87.8 | YES | Combined Cycle | Natural Gas | No. 2 Fuel Oil | 83.1057 |  | 0.10471 | 36815.8295 | 0.036816
R1351 | Indeck-Oswego LP | Indeck-Oswego | C | 23783 | Oswego | Oswego | NY | 1990-05-01 | 57.4 | 51.6 | 66.7 | 48.9 | 61.4 | YES | Combined Cycle | Natural Gas | No. 2 Fuel Oil | 55.8175 |  | 0.11101 | 24727.1702 | 0.024727
R1352 | Indeck-Yerkes LP | Indeck-Yerkes | A | 23781 | Tonawanda | Erie | NY | 1990-02-01 | 59.9 | 49.7 | 60.5 | 47.7 | 56.7 | YES | Combined Cycle | Natural Gas | No. 2 Fuel Oil | 48.7513 |  | 0.092909 | 21596.8392 | 0.021597
R1361 | Jamestown Board of Public Utilities | Jamestown 5 | A | 1658 | Jamestown | Chautauqua | NY | 1951-08-01 | 28.7 | 23 | 23 | 22 | 21.378 |  | Steam Turbine (Fossil) | Natural Gas | Bituminous Coal | 17.4367 |  | 0.069355 | 7724.4537 | 0.0077245
R1362 | Jamestown Board of Public Utilities | Jamestown 6 | A | 1658 | Jamestown | Chautauqua | NY | 1968-08-01 | 25 | 22.4 | 22.4 | 19.1 | 18.622 |  | Steam Turbine (Fossil) | Natural Gas | Bituminous Coal | 17.0532 |  | 0.077869 | 7554.5897 | 0.0075546
R1363 | Jamestown Board of Public Utilities | Jamestown 7 | A | 1659 | Jamestown | Chautauqua | NY | 2002-01-01 | 47.3 | 40 | 40 | 39 | 45.2 |  | Combustion Turbine | Natural Gas |  | 121.3273 |  | 0.29281 | 53747.9806 | 0.053748
R1365 | Tenaska Power Services Co. | Freeport CT 1 | K | 23764 | Freeport | Nassau | NY | 2004-06-01 | 60 | 48.3 | 51.3 | 46.2 | 46.4 | YES | Combustion Turbine | Natural Gas | No. 2 Fuel Oil | 85.6943 |  | 0.16304 | 37962.5882 | 0.037963
R1367 | Long Island Power Authority | Barrett 03 | K | 23706 | Island Park | Nassau | NY | 1970-06-01 | 18 | 17.9 | 23.4 | 16.3 | 19.8 | YES | Combustion Turbine | Natural Gas | No. 2 Fuel Oil | 3.725 |  | 0.023624 | 1650.175 | 0.0016502
R1368 | Long Island Power Authority | Barrett 04 | K | 23707 | Island Park | Nassau | NY | 1970-07-01 | 18 | 17.7 | 23.1 | 16.6 | 19.8 | YES | Combustion Turbine | Natural Gas | No. 2 Fuel Oil | 4.616 |  | 0.029274 | 2044.888 | 0.0020449
R1369 | Long Island Power Authority | Barrett 05 | K | 23708 | Island Park | Nassau | NY | 1970-07-01 | 18 | 17.8 | 23.3 | 15.4 | 20.7 | YES | Combustion Turbine | Natural Gas | No. 2 Fuel Oil | 3.374 |  | 0.021398 | 1494.682 | 0.0014947
R1370 | Long Island Power Authority | Barrett 06 | K | 23709 | Island Park | Nassau | NY | 1970-07-01 | 18 | 17.8 | 23.3 | 17.2 | 19.7 | YES | Combustion Turbine | Natural Gas | No. 2 Fuel Oil | 2.257 |  | 0.014314 | 999.851 | 0.00099985
R1371 | Long Island Power Authority | Barrett 08 | K | 23711 | Island Park | Nassau | NY | 1970-07-01 | 18 | 17.3 | 22.6 | 15.9 | 20.3 | YES | Combustion Turbine | Natural Gas | No. 2 Fuel Oil | 2.929 |  | 0.018576 | 1297.547 | 0.0012975
R1372 | Long Island Power Authority | Barrett 09 | K | 23700 | Island Park | Nassau | NY | 1971-06-01 | 41.8 | 43.4 | 55.2 | 40.7 | 49.9 | YES | Jet Engine | Natural Gas | No. 2 Fuel Oil | 9.686 |  | 0.026452 | 4290.898 | 0.0042909
R1373 | Long Island Power Authority | Barrett 10 | K | 23701 | Island Park | Nassau | NY | 1971-06-01 | 41.8 | 42.7 | 54.3 | 41.6 | 50.4 | YES | Jet Engine | Natural Gas | No. 2 Fuel Oil | 8.869 |  | 0.024221 | 3928.967 | 0.003929
R1374 | Long Island Power Authority | Barrett 11 | K | 23702 | Island Park | Nassau | NY | 1971-06-01 | 41.8 | 43.3 | 55.1 | 41.2 | 49.9 | YES | Jet Engine | Natural Gas | No. 2 Fuel Oil | 19.172 |  | 0.052358 | 8493.196 | 0.0084932
R1375 | Long Island Power Authority | Barrett 12 | K | 23703 | Island Park | Nassau | NY | 1971-06-01 | 41.8 | 44 | 56 | 40.7 | 50.4 | YES | Jet Engine | Natural Gas | No. 2 Fuel Oil | 14.397 |  | 0.039318 | 6377.871 | 0.0063779
R1376 | Long Island Power Authority | Barrett GT 01 | K | 23704 | Island Park | Nassau | NY | 1970-06-01 | 18 | 18.1 | 23.6 | 17.9 | 20.4 | YES | Combustion Turbine | Natural Gas | No. 2 Fuel Oil | 5.52 |  | 0.035008 | 2445.36 | 0.0024454
R1377 | Long Island Power Authority | Barrett GT 02 | K | 23705 | Island Park | Nassau | NY | 1970-06-01 | 18 | 17.4 | 22.7 | 16.9 | 20.3 | YES | Combustion Turbine | Natural Gas | No. 2 Fuel Oil | 2.373 |  | 0.015049 | 1051.239 | 0.0010512
R1378 | Long Island Power Authority | Barrett ST 01 | K | 23545 | Island Park | Nassau | NY | 1956-11-01 | 188 | 200.2 | 200.2 | 194.7 | 197.5 | YES | Steam Turbine (Fossil) | Natural Gas | No. 6 Fuel Oil | 847.444 |  | 0.51458 | 375417.692 | 0.37542
R1379 | Long Island Power Authority | Barrett ST 02 | K | 23546 | Island Park | Nassau | NY | 1963-10-01 | 188 | 197.5 | 197.5 | 193.7 | 192.5 | YES | Steam Turbine (Fossil) | Natural Gas | No. 6 Fuel Oil | 433.324 |  | 0.26312 | 191962.532 | 0.19196
R1380 | Long Island Power Authority | Bethpage 3 | K | 323564 | Hicksville | Nassau | NY | 2005-05-01 | 96 | 79.9 | 91.4 | 77.9 | 77.1 |  | Combined Cycle | Natural Gas |  | 169.123 |  | 0.20111 | 74921.489 | 0.074921
R1381 | Long Island Power Authority | Caithness_CC_1 | K | 323624 | Brookhaven | Suffolk | NY | 2009-08-01 | 375 | 315.6 | 389.8 | 315.6 | 367.2 | YES | Combined Cycle | Natural Gas | No. 2 Fuel Oil | 2415.1582 |  | 0.73521 | 1069915.0737 | 1.0699
R1386 | Long Island Power Authority | Far Rockaway GT1 | K | 24212 | Far Rockaway | Queens | NY | 2002-07-01 | 60.5 | 53.5 | 73.1 | 53.5 | 58.4 |  | Jet Engine | Natural Gas |  | 99.5747 |  | 0.18788 | 44111.6142 | 0.044112
R1391 | Long Island Power Authority | Glenwood GT 04 | K | 24219 | Glenwood | Nassau | NY | 2002-06-01 | 53 | 40.3 | 47.6 | 41 | 46.1 | YES | Combustion Turbine | Natural Gas | No. 2 Fuel Oil | 57.8505 |  | 0.1246 | 25627.7715 | 0.025628
R1392 | Long Island Power Authority | Glenwood GT 05 | K | 24220 | Glenwood | Nassau | NY | 2002-06-01 | 53 | 40 | 47.3 | 39.8 | 46.3 | YES | Combustion Turbine | Natural Gas | No. 2 Fuel Oil | 42.8418 |  | 0.092276 | 18978.9085 | 0.018979
R1408 | Long Island Power Authority | Northport 1 | K | 23551 | Northport | Suffolk | NY | 1967-07-01 | 387 | 395 | 395 | 399.5 | 397 | YES | Steam Turbine (Fossil) | Natural Gas | No. 6 Fuel Oil | 342.029 |  | 0.10089 | 151518.847 | 0.15152
R1409 | Long Island Power Authority | Northport 2 | K | 23552 | Northport | Suffolk | NY | 1968-06-01 | 387 | 396 | 396 | 396.5 | 398.7 | YES | Steam Turbine (Fossil) | Natural Gas | No. 6 Fuel Oil | 131.99 |  | 0.038934 | 58471.57 | 0.058472
R1410 | Long Island Power Authority | Northport 3 | K | 23553 | Northport | Suffolk | NY | 1972-07-01 | 387 | 399.2 | 399.2 | 399.5 | 392.5 | YES | Steam Turbine (Fossil) | Natural Gas | No. 6 Fuel Oil | 289.847 |  | 0.085498 | 128402.221 | 0.1284
R1411 | Long Island Power Authority | Northport 4 | K | 23650 | Northport | Suffolk | NY | 1977-12-01 | 387 | 399.2 | 399.2 | 380.2 | 383.5 | YES | Steam Turbine (Fossil) | Natural Gas | No. 6 Fuel Oil | 863.563 |  | 0.25473 | 382558.409 | 0.38256
R1415 | Long Island Power Authority | Pilgrim GT1 | K | 24216 | Brentwood | Suffolk | NY | 2002-08-01 | 50 | 45.6 | 45.6 | 45.3 | 46.4 |  | Combustion Turbine | Natural Gas |  | 37.3226 |  | 0.085211 | 16533.9118 | 0.016534
R1416 | Long Island Power Authority | Pilgrim GT2 | K | 24217 | Brentwood | Suffolk | NY | 2002-08-01 | 50 | 46.2 | 46.2 | 45.1 | 46.7 |  | Combustion Turbine | Natural Gas |  | 34.8258 |  | 0.079511 | 15427.8294 | 0.015428
R1417 | Long Island Power Authority | Pinelawn Power 1 | K | 323563 | Babylon | Suffolk | NY | 2005-06-01 | 82 | 78 | 78 | 75.7 | 78.2 | YES | Combined Cycle | Natural Gas | Kerosene | 126.0536 |  | 0.17548 | 55841.7625 | 0.055842
R1421 | Long Island Power Authority | Port Jefferson GT 02 | K | 24210 | Port Jefferson | Suffolk | NY | 2002-07-01 | 53 | 42 | 49.6 | 41 | 46.4 | YES | Combustion Turbine | Natural Gas | No. 2 Fuel Oil | 23.6767 |  | 0.050997 | 10488.7825 | 0.010489
R1422 | Long Island Power Authority | Port Jefferson GT 03 | K | 24211 | Port Jefferson | Suffolk | NY | 2002-07-01 | 53 | 41.1 | 48.6 | 41 | 47 | YES | Combustion Turbine | Natural Gas | No. 2 Fuel Oil | 19.1187 |  | 0.041179 | 8469.6062 | 0.0084696
R1429 | Long Island Power Authority | South Oaks Hosp | K | 5011 | Amityville | Suffolk | NY | 1990-06-01 | 1 | 0 | 0 | 0 | 0 |  | Internal Combustion | Natural Gas
R1442 | New Athens Generating Company, LLC | Athens 1 | F | 23668 | Athens | Greene | NY | 2004-05-01 | 441 | 316.6 | 399.9 | 333.5 | 401.8 | YES | Combined Cycle | Natural Gas | No. 2 Fuel Oil | 1697.8407 |  | 0.4395 | 752143.439 | 0.75214
R1443 | New Athens Generating Company, LLC | Athens 2 | F | 23670 | Athens | Greene | NY | 2004-05-01 | 441 | 315.6 | 398.6 | 329.5 | 406.9 | YES | Combined Cycle | Natural Gas | No. 2 Fuel Oil | 1045.5593 |  | 0.27065 | 463182.7655 | 0.46318
R1444 | New Athens Generating Company, LLC | Athens 3 | F | 23677 | Athens | Greene | NY | 2004-05-01 | 441 | 312.8 | 395.1 | 331.1 | 394.1 | YES | Combined Cycle | Natural Gas | No. 2 Fuel Oil | 1147.4236 |  | 0.29702 | 508308.6371 | 0.50831
R1447 | New York Power Authority | Astoria CC 1 | J | 323568 | Queens | Queens | NY | 2006-01-01 | 288 | 246.2 | 270.2 | 234.2 | 260 | YES | Combined Cycle | Natural Gas | No. 2 Fuel Oil | 2242.2893 | ( G ) | 0.88878 | 993334.1599 | 0.99333
R1448 | New York Power Authority | Astoria CC 2 | J | 323569 | Queens | Queens | NY | 2006-01-01 | 288 | 246.2 | 270.2 | 234.2 | 260 | YES | Combined Cycle | Natural Gas | No. 2 Fuel Oil
R1453 | New York Power Authority | Brentwood | K | 24164 | Brentwood | Suffolk | NY | 2001-08-01 | 47 | 47.1 | 47.1 | 45.5 | 46.4 |  | Combustion Turbine | Natural Gas |  | 50.2106 |  | 0.12195 | 22243.2869 | 0.022243
R1458 | New York Power Authority | Flynn | K | 23794 | Holtsville | Suffolk | NY | 1994-05-01 | 170 | 135.5 | 168.4 | 137.7 | 162.7 | YES | Combined Cycle | Natural Gas | No. 2 Fuel Oil | 969.2605 |  | 0.65086 | 429382.4059 | 0.42938
R1459 | New York Power Authority | Gowanus 5 | J | 24156 | Brooklyn | Kings | NY | 2001-08-01 | 47 | 45.4 | 45.4 | 40 | 40 |  | Combustion Turbine | Natural Gas |  | 52.1734 |  | 0.12672 | 23112.8029 | 0.023113
R1460 | New York Power Authority | Gowanus 6 | J | 24157 | Brooklyn | Kings | NY | 2001-08-01 | 47 | 46.1 | 46.1 | 39.9 | 39.9 |  | Combustion Turbine | Natural Gas |  | 37.5961 |  | 0.091315 | 16655.0546 | 0.016655
R1465 | New York Power Authority | Harlem River 1 | J | 24160 | Bronx | Bronx | NY | 2001-08-01 | 47 | 46 | 46 | 39.9 | 39.9 |  | Combustion Turbine | Natural Gas |  | 12.6991 |  | 0.030844 | 5625.6924 | 0.0056257
R1466 | New York Power Authority | Harlem River 2 | J | 24161 | Bronx | Bronx | NY | 2001-08-01 | 47 | 45.2 | 45.2 | 40 | 40 |  | Combustion Turbine | Natural Gas |  | 10.8669 |  | 0.026394 | 4814.0456 | 0.004814
R1467 | New York Power Authority | Hellgate 1 | J | 24158 | Bronx | Bronx | NY | 2001-08-01 | 47 | 45 | 45 | 39.9 | 39.9 |  | Combustion Turbine | Natural Gas |  | 16.1558 |  | 0.03924 | 7157.0105 | 0.007157
R1468 | New York Power Authority | Hellgate 2 | J | 24159 | Bronx | Bronx | NY | 2001-08-01 | 47 | 45 | 45 | 40 | 40 |  | Combustion Turbine | Natural Gas |  | 12.6929 |  | 0.030829 | 5622.9724 | 0.005623
R1471 | New York Power Authority | Kent | J | 24152 | Brooklyn | Kings | NY | 2001-08-01 | 47 | 46.9 | 46.9 | 46 | 46.6 |  | Combustion Turbine | Natural Gas |  | 39.0202 |  | 0.094774 | 17285.9575 | 0.017286
R1475 | New York Power Authority | Pouch | J | 24155 | Staten Island | Richmond | NY | 2001-08-01 | 47 | 47.1 | 47.1 | 45.4 | 46 |  | Combustion Turbine | Natural Gas |  | 45.923 |  | 0.11154 | 20343.8801 | 0.020344
R1477 | New York Power Authority | Vernon Blvd 2 | J | 24162 | Queens | Queens | NY | 2001-08-01 | 47 | 46.2 | 46.2 | 40 | 40 |  | Combustion Turbine | Natural Gas |  | 30.0226 |  | 0.07292 | 13300.0207 | 0.0133
R1478 | New York Power Authority | Vernon Blvd 3 | J | 24163 | Queens | Queens | NY | 2001-08-01 | 47 | 43.8 | 43.8 | 39.9 | 39.9 |  | Combustion Turbine | Natural Gas |  | 21.4235 |  | 0.052034 | 9490.6282 | 0.0094906
R1490 | New York State Elec. & Gas Corp. | Auburn - State St. | C | 24147 | Auburn | Cayuga | NY | 1995-01-01 | 7.4 | 5.8 | 8.2 | 3.7 | 7.3 |  | Combustion Turbine | Natural Gas |  | 0.101 |  | 0.0015581 | 44.743 | 4.4743e-05
R1524 | Niagara Mohawk Power Corp. | General Mills Inc | A | 23808 | Buffalo | Erie | NY | 1988-12-01 | 3.8 | 3.8 | 5 | 0 | 0 |  | Combustion Turbine | Natural Gas |  | 2.7904 |  | 0.083826 | 1236.1472 | 0.0012361
R1533 | Niagara Mohawk Power Corp. | Allied Frozen Storage | A | 23774 | Cheektowaga | Erie | NY | 2008-05-01 | 0.1 | 0 | 0 | 0 | 0 |  | Internal Combustion | Natural Gas |  | 0.014 |  | 0.015982 | 6.202 | 6.202e-06
R1542 | Niagara Mohawk Power Corp. | Burrstone EC, LLC LU | E | 23633 | Utica | Oneida | NY | 2009-11-01 | 1.1 | 0 | 0 | 0 | 0 |  | Internal Combustion | Natural Gas |  | 1.045 |  | 0.10845 | 462.935 | 0.00046293
R1543 | Niagara Mohawk Power Corp. | Burrstone EC, LLC U | E | 23633 | Utica | Oneida | NY | 2009-11-01 | 2.2 | 0 | 0 | 0 | 0 |  | Internal Combustion | Natural Gas |  | 0.217 |  | 0.01126 | 96.131 | 9.6131e-05
R1552 | Niagara Mohawk Power Corp. | Cal Ban Power | A | 23774 | Allegany | Allegany | NY | 1995-06-01 | 0.1 | 0 | 0 | 0 | 0 |  | Internal Combustion | Natural Gas
R1582 | Niagara Mohawk Power Corp. | Hydrocarbon-Algny | A | 23774 | Allegany | Allegany | NY | 1992-12-01 | 0.2 | 0 | 0 | 0 | 0 |  | Internal Combustion | Natural Gas
R1586 | Niagara Mohawk Power Corp. | Laidlaw Energy | A | 23774 | Ellicottville | Cattaraugus | NY | 1991-07-01 | 3.4 | 0 | 0 | 0 | 0 |  | Combustion Turbine | Natural Gas
R1587 | Niagara Mohawk Power Corp. | Laidlaw Energy | A | 23774 | Ellicottville | Cattaraugus | NY | 1991-07-01 | 2.4 | 0 | 0 | 0 | 0 |  | Steam Turbine (Fossil) | Natural Gas
R1595 | Niagara Mohawk Power Corp. | Nottingham High School | C | 23634 | Syracuse | Onondaga | NY | 1988-06-01 | 0.2 | 0 | 0 | 0 | 0 |  | Cogeneration | Natural Gas
R1605 | Niagara Mohawk Power Corp. | St. Elizabeth Medical Center | E | 23633 | Utica | Oneida | NY | 2012-02-01 | 0.6 | 0 | 0 | 0 | 0 |  | Internal Combustion | Natural Gas |  | 0.14 |  | 0.026636 | 62.02 | 6.202e-05
R1616 | Niagara Mohawk Power Corp. | Tri-City JATC | F | 23643 | Latham | Albany | NY | 2009-11-01 |  | 0 | 0 | 0 | 0 |  | Internal Combustion | Natural Gas
R1618 | Niagara Mohawk Power Corp. | United States Gypsum | B | 23774 | Batavia | Genesee | NY | 2009-11-01 | 5.8 | 0 | 0 | 0 | 0 |  | Cogeneration | Natural Gas |  | 1.095 |  | 0.021552 | 485.085 | 0.00048509
R1637 | NRG Power Marketing LLC | Arthur Kill GT 1 | J | 23520 | Staten Island | Richmond | NY | 1970-06-01 | 20 | 16.5 | 21.6 | 11.9 | 13.7 |  | Combustion Turbine | Natural Gas |  | 0.36117 |  | 0.0020615 | 159.9983 | 0.00016
R1638 | NRG Power Marketing LLC | Arthur Kill ST 2 | J | 23512 | Staten Island | Richmond | NY | 1959-08-01 | 376.2 | 357.7 | 357.7 | 334.7 | 341.8 |  | Steam Turbine (Fossil) | Natural Gas |  | 563.628 |  | 0.17103 | 249687.204 | 0.24969
R1639 | NRG Power Marketing LLC | Arthur Kill ST 3 | J | 23513 | Staten Island | Richmond | NY | 1969-06-01 | 535.5 | 518 | 518 | 515.7 | 522.9 |  | Steam Turbine (Fossil) | Natural Gas |  | 263.129 |  | 0.056093 | 116566.147 | 0.11657
R1661 | PSEG Energy Resource & Trade, LLC | Bethlehem Energy Center | F | 323570 | Bethlehem | Albany | NY | 2005-07-01 | 893.1 | 835 | 924.8 | 787.2 | 862.5 | YES | Combined Cycle | Natural Gas | No. 2 Fuel Oil | 5303.7158 |  | 0.67792 | 2349546.0994 | 2.3495
R1679 | SBF New York, LLC | Beaver Falls | E | 23983 | Beaver Falls | Lewis | NY | 1995-03-01 | 107.8 | 80.2 | 94.9 | 81.4 | 95.7 | YES | Combined Cycle | Natural Gas | No. 2 Fuel Oil | 5.7143 |  | 0.0060512 | 2531.4349 | 0.0025314
R1680 | SBF New York, LLC | Syracuse | C | 23985 | Syracuse | Onondaga | NY | 1993-09-01 | 102.7 | 86.8 | 107.3 | 83.3 | 97.1 | YES | Combined Cycle | Natural Gas | No. 2 Fuel Oil | 20.5675 |  | 0.022862 | 9111.3936 | 0.0091114
R1681 | Selkirk Cogen Partners, L.P. | Selkirk-I | F | 23801 | Selkirk | Albany | NY | 1992-03-01 | 107.2 | 82.1 | 107.2 | 78.1 | 104.3 | YES | Combined Cycle | Natural Gas | No. 2 Fuel Oil | 28.666 |  | 0.030526 | 12699.038 | 0.012699
R1682 | Selkirk Cogen Partners, L.P. | Selkirk-II | F | 23799 | Selkirk | Albany | NY | 1994-09-01 | 338.8 | 291.3 | 380.5 | 282.1 | 325.9 | YES | Combined Cycle | Natural Gas | No. 2 Fuel Oil | 200.4382 |  | 0.067536 | 88794.1315 | 0.088794
R1689 | Seneca Power Partners, L.P. | Allegany | B | 23514 | Hume | Allegany | NY | 1995-03-01 | 67 | 62.9 | 82.2 | 62.5 | 62 |  | Combined Cycle | Natural Gas |  | 33.141 |  | 0.056466 | 14681.463 | 0.014681
R1690 | Seneca Power Partners, L.P. | Batavia | B | 24024 | Batavia | Genesee | NY | 1992-06-01 | 67.3 | 57.1 | 71.7 | 48.8 | 59.6 |  | Combined Cycle | Natural Gas |  | 20.2012 |  | 0.034266 | 8949.1316 | 0.0089491
R1691 | Seneca Power Partners, L.P. | Carthage Energy | E | 23857 | Carthage | Jefferson | NY | 1991-08-01 | 62.9 | 59 | 70.6 | 56.5 | 64.2 | YES | Combined Cycle | Natural Gas | No. 2 Fuel Oil | 4.9009 |  | 0.0088945 | 2171.0943 | 0.0021711
R1692 | Seneca Power Partners, L.P. | Hillburn GT | G | 23639 | Hillburn | Rockland | NY | 1971-04-01 | 46.5 | 37.9 | 51.8 | 35.1 | 44.9 | YES | Jet Engine | Natural Gas | Kerosene | 0.4284 |  | 0.0010517 | 189.7812 | 0.00018978
R1693 | Seneca Power Partners, L.P. | Shoemaker GT | G | 23640 | Middletown | Orange | NY | 1971-05-01 | 41.9 | 33.1 | 45.2 | 32.4 | 41.8 | YES | Jet Engine | Natural Gas | Kerosene | 0.4261 |  | 0.0011609 | 188.7623 | 0.00018876
R1694 | Seneca Power Partners, L.P. | Sterling | E | 23777 | Sherrill | Oneida | NY | 1991-06-01 | 65.3 | 57.4 | 72.1 | 50.4 | 63.4 |  | Combined Cycle | Natural Gas |  | 12.9431 |  | 0.022627 | 5733.7933 | 0.0057338
R1699 | TransAlta Energy Marketing (U.S.) Inc. | Saranac Energy | D | 23793 | Plattsburgh | Clinton | NY | 1994-06-01 | 285.6 | 253.7 | 298.4 | 246.1 | 271.3 |  | Combined Cycle | Natural Gas |  | 61.02 |  | 0.02439 | 27031.8467 | 0.027032
Totals | [8 empty] | 17529.3 | [8 empty] | 43286.5968 |  |  | 19175962.3851 | 19.176

## No. 6 Fuel Oil
Line No. | Billing Org | Station Unit | Zone | PTID | Town | Cnty | St | YYY-MM-DD | Nameplate MW | CRIS SUM MW | CRIS WIN MW | CAPABILITY SUM MW | CAPABILITY WIN MW | DUAL | Unit Type | Fuel Type 1 | Fuel Type 2 | 2017 GWh | Notes | Capacity | CO2 Emissions MTCO2 | CO2 Emissions MMTCO2
R1007 | Astoria Generating Company L.P. | Astoria 3 | J | 23516 | Queens | Queens | NY | 1958-09-01 | 376 | 369.9 | 369.9 | 376.8 | 374.6 | YES | Steam Turbine (Fossil) | No. 6 Fuel Oil | Natural Gas | 274.8317 |  | 0.08344 | 204199.9754 | 0.2042
R1008 | Astoria Generating Company L.P. | Astoria 5 | J | 23518 | Queens | Queens | NY | 1962-05-01 | 387 | 376.3 | 376.3 | 378.4 | 387.7 | YES | Steam Turbine (Fossil) | No. 6 Fuel Oil | Natural Gas | 500.7052 |  | 0.1477 | 372023.9785 | 0.37202
R1116 | Consolidated Edison Energy, Inc. | Roseton 1 | G | 23587 | Newburgh | Orange | NY | 1974-12-01 | 621 | 614.8 | 614.8 | 607.8 | 610 | YES | Steam Turbine (Fossil) | No. 6 Fuel Oil | Natural Gas | 113.787 |  | 0.020917 | 84543.741 | 0.084544
R1117 | Consolidated Edison Energy, Inc. | Roseton 2 | G | 23588 | Newburgh | Orange | NY | 1974-09-01 | 621 | 605.7 | 605.7 | 604 | 605.7 | YES | Steam Turbine (Fossil) | No. 6 Fuel Oil | Natural Gas | 202.586 |  | 0.03724 | 150521.398 | 0.15052
R1344 | Helix Ravenswood, LLC | Ravenswood ST 01 | J | 23533 | Queens | Queens | NY | 1963-02-01 | 400 | 365.1 | 365.1 | 368 | 368 | YES | Steam Turbine (Fossil) | No. 6 Fuel Oil | Natural Gas | 532.744 |  | 0.15204 | 395828.792 | 0.39583
R1345 | Helix Ravenswood, LLC | Ravenswood ST 02 | J | 23534 | Queens | Queens | NY | 1963-05-01 | 400 | 391.6 | 391.6 | 372.5 | 375 | YES | Steam Turbine (Fossil) | No. 6 Fuel Oil | Natural Gas | 601.376 |  | 0.17163 | 446822.368 | 0.44682
R1346 | Helix Ravenswood, LLC | Ravenswood ST 03 | J | 23535 | Queens | Queens | NY | 1965-06-01 | 1027 | 986.8 | 986.8 | 973 | 974.2 | YES | Steam Turbine (Fossil) | No. 6 Fuel Oil | Natural Gas | 440.294 |  | 0.04894 | 327138.442 | 0.32714
R1418 | Long Island Power Authority | Port Jefferson 3 | K | 23555 | Port Jefferson | Suffolk | NY | 1958-11-01 | 188 | 194.5 | 194.5 | 191.2 | 197 | YES | Steam Turbine (Fossil) | No. 6 Fuel Oil | Natural Gas | 86.283 |  | 0.052392 | 64108.269 | 0.064108
R1419 | Long Island Power Authority | Port Jefferson 4 | K | 23616 | Port Jefferson | Suffolk | NY | 1960-11-01 | 188 | 198.7 | 198.7 | 194 | 198.7 | YES | Steam Turbine (Fossil) | No. 6 Fuel Oil | Natural Gas | 112.165 |  | 0.068108 | 83338.595 | 0.083339
R1652 | NRG Power Marketing LLC | Oswego 5 | C | 23606 | Oswego | Oswego | NY | 1976-02-01 | 901.8 | 850.3 | 850.3 | 821.5 | 825.5 |  | Steam Turbine (Fossil) | No. 6 Fuel Oil |  | 18.093 |  | 0.0022903 | 13443.099 | 0.013443
R1653 | NRG Power Marketing LLC | Oswego 6 | C | 23613 | Oswego | Oswego | NY | 1980-07-01 | 901.8 | 835.2 | 835.2 | 816.5 | 828.7 | YES | Steam Turbine (Fossil) | No. 6 Fuel Oil | Natural Gas | 21.58 |  | 0.0027317 | 16033.94 | 0.016034
Totals | [8 empty] | 6011.6 | [8 empty] | 2904.445 |  |  | 2158002.5979 | 2.158

## No. 2 Fuel Oil
Line No. | Billing Org | Station Unit | Zone | PTID | Town | Cnty | St | YYY-MM-DD | Nameplate MW | CRIS SUM MW | CRIS WIN MW | CAPABILITY SUM MW | CAPABILITY WIN MW | DUAL | Unit Type | Fuel Type 1 | Fuel Type 2 | 2017 GWh | Notes | Capacity | CO2 Emissions MTCO2 | CO2 Emissions MMTCO2
R1010 | Astoria Generating Company L.P. | Gowanus 1-1 | J | 24077 | Brooklyn | Kings | NY | 1971-06-01 | 20 | 19.1 | 24.9 | 18.7 | 24.9 |  | Combustion Turbine | No. 2 Fuel Oil |  | 0.1 |  | 0.00057078 | 74.3 | 7.43e-05
R1011 | Astoria Generating Company L.P. | Gowanus 1-2 | J | 24078 | Brooklyn | Kings | NY | 1971-06-01 | 20 | 17.1 | 22.3 | 19.1 | 24.9 |  | Combustion Turbine | No. 2 Fuel Oil |  | 0.14 |  | 0.00079909 | 104.02 | 0.00010402
R1012 | Astoria Generating Company L.P. | Gowanus 1-3 | J | 24079 | Brooklyn | Kings | NY | 1971-06-01 | 20 | 17.2 | 22.5 | 17.8 | 23.5 |  | Combustion Turbine | No. 2 Fuel Oil |  | 0.11 |  | 0.00062785 | 81.73 | 8.173e-05
R1013 | Astoria Generating Company L.P. | Gowanus 1-4 | J | 24080 | Brooklyn | Kings | NY | 1971-06-01 | 20 | 17.1 | 22.3 | 16.2 | 22 |  | Combustion Turbine | No. 2 Fuel Oil |  | 0.09 |  | 0.0005137 | 66.87 | 6.687e-05
R1014 | Astoria Generating Company L.P. | Gowanus 1-5 | J | 24084 | Brooklyn | Kings | NY | 1971-06-01 | 20 | 16.5 | 21.6 | 17.2 | 20.3 |  | Combustion Turbine | No. 2 Fuel Oil |  | 0.09 |  | 0.0005137 | 66.87 | 6.687e-05
R1015 | Astoria Generating Company L.P. | Gowanus 1-6 | J | 24111 | Brooklyn | Kings | NY | 1971-06-01 | 20 | 18 | 23.5 | 16.3 | 21 |  | Combustion Turbine | No. 2 Fuel Oil |  | 0.1 |  | 0.00057078 | 74.3 | 7.43e-05
R1016 | Astoria Generating Company L.P. | Gowanus 1-7 | J | 24112 | Brooklyn | Kings | NY | 1971-06-01 | 20 | 17.6 | 23 | 16.7 | 24.3 |  | Combustion Turbine | No. 2 Fuel Oil |  | 0.1847 |  | 0.0010542 | 137.2321 | 0.00013723
R1017 | Astoria Generating Company L.P. | Gowanus 1-8 | J | 24113 | Brooklyn | Kings | NY | 1971-06-01 | 20 | 16.1 | 21 | 15.1 | 21.9 |  | Combustion Turbine | No. 2 Fuel Oil |  | 0.1 |  | 0.00057078 | 74.3 | 7.43e-05
R1018 | Astoria Generating Company L.P. | Gowanus 2-1 | J | 24114 | Brooklyn | Kings | NY | 1971-06-01 | 20 | 17.9 | 23.4 | 17.1 | 22.2 | YES | Combustion Turbine | No. 2 Fuel Oil | Natural Gas | 0.45 |  | 0.0025685 | 334.35 | 0.00033435
R1019 | Astoria Generating Company L.P. | Gowanus 2-2 | J | 24115 | Brooklyn | Kings | NY | 1971-06-01 | 20 | 18.8 | 24.6 | 18.5 | 23.1 | YES | Combustion Turbine | No. 2 Fuel Oil | Natural Gas | 0.31 |  | 0.0017694 | 230.33 | 0.00023033
R1020 | Astoria Generating Company L.P. | Gowanus 2-3 | J | 24116 | Brooklyn | Kings | NY | 1971-06-01 | 20 | 20.6 | 26.9 | 20 | 24.3 | YES | Combustion Turbine | No. 2 Fuel Oil | Natural Gas | 0.41 |  | 0.0023402 | 304.63 | 0.00030463
R1021 | Astoria Generating Company L.P. | Gowanus 2-4 | J | 24117 | Brooklyn | Kings | NY | 1971-06-01 | 20 | 19.3 | 25.2 | 17.4 | 22.2 | YES | Combustion Turbine | No. 2 Fuel Oil | Natural Gas | 0.32 |  | 0.0018265 | 237.76 | 0.00023776
R1022 | Astoria Generating Company L.P. | Gowanus 2-5 | J | 24118 | Brooklyn | Kings | NY | 1971-06-01 | 20 | 18.6 | 24.3 | 18.8 | 23.7 | YES | Combustion Turbine | No. 2 Fuel Oil | Natural Gas | 0.44 |  | 0.0025114 | 326.92 | 0.00032692
R1023 | Astoria Generating Company L.P. | Gowanus 2-6 | J | 24119 | Brooklyn | Kings | NY | 1971-06-01 | 20 | 20.3 | 26.5 | 20.2 | 24.3 | YES | Combustion Turbine | No. 2 Fuel Oil | Natural Gas | 0.33 |  | 0.0018836 | 245.19 | 0.00024519
R1024 | Astoria Generating Company L.P. | Gowanus 2-7 | J | 24120 | Brooklyn | Kings | NY | 1971-06-01 | 20 | 19.6 | 25.6 | 19.1 | 23.3 | YES | Combustion Turbine | No. 2 Fuel Oil | Natural Gas | 0.34 |  | 0.0019406 | 252.62 | 0.00025262
R1025 | Astoria Generating Company L.P. | Gowanus 2-8 | J | 24121 | Brooklyn | Kings | NY | 1971-06-01 | 20 | 17.7 | 23.1 | 16.1 | 22.1 | YES | Combustion Turbine | No. 2 Fuel Oil | Natural Gas | 0.29 |  | 0.0016553 | 215.47 | 0.00021547
R1026 | Astoria Generating Company L.P. | Gowanus 3-1 | J | 24122 | Brooklyn | Kings | NY | 1971-07-01 | 20 | 17.7 | 23.1 | 16.7 | 22.5 | YES | Combustion Turbine | No. 2 Fuel Oil | Natural Gas | 0.39 |  | 0.002226 | 289.77 | 0.00028977
R1027 | Astoria Generating Company L.P. | Gowanus 3-2 | J | 24123 | Brooklyn | Kings | NY | 1971-07-01 | 20 | 17.7 | 23.1 | 16.8 | 21.9 | YES | Combustion Turbine | No. 2 Fuel Oil | Natural Gas | 0.26 |  | 0.001484 | 193.18 | 0.00019318
R1028 | Astoria Generating Company L.P. | Gowanus 3-3 | J | 24124 | Brooklyn | Kings | NY | 1971-07-01 | 20 | 19.8 | 25.9 | 18.1 | 23.6 | YES | Combustion Turbine | No. 2 Fuel Oil | Natural Gas | 0.38 |  | 0.0021689 | 282.34 | 0.00028234
R1029 | Astoria Generating Company L.P. | Gowanus 3-4 | J | 24125 | Brooklyn | Kings | NY | 1971-07-01 | 20 | 17.9 | 23.4 | 16.2 | 22 | YES | Combustion Turbine | No. 2 Fuel Oil | Natural Gas | 0.38 |  | 0.0021689 | 282.34 | 0.00028234
R1030 | Astoria Generating Company L.P. | Gowanus 3-5 | J | 24126 | Brooklyn | Kings | NY | 1971-07-01 | 20 | 19 | 24.8 | 17.3 | 23.5 | YES | Combustion Turbine | No. 2 Fuel Oil | Natural Gas | 0.245 |  | 0.0013984 | 182.035 | 0.00018203
R1031 | Astoria Generating Company L.P. | Gowanus 3-6 | J | 24127 | Brooklyn | Kings | NY | 1971-07-01 | 20 | 17.6 | 23 | 15.5 | 22.1 | YES | Combustion Turbine | No. 2 Fuel Oil | Natural Gas | 0.26 |  | 0.001484 | 193.18 | 0.00019318
R1032 | Astoria Generating Company L.P. | Gowanus 3-7 | J | 24128 | Brooklyn | Kings | NY | 1971-07-01 | 20 | 18.1 | 23.6 | 17.9 | 24.2 | YES | Combustion Turbine | No. 2 Fuel Oil | Natural Gas | 0.13 |  | 0.00074201 | 96.59 | 9.659e-05
R1033 | Astoria Generating Company L.P. | Gowanus 3-8 | J | 24129 | Brooklyn | Kings | NY | 1971-07-01 | 20 | 19 | 24.8 | 17.6 | 24.9 | YES | Combustion Turbine | No. 2 Fuel Oil | Natural Gas | 0.1 |  | 0.00057078 | 74.3 | 7.43e-05
R1034 | Astoria Generating Company L.P. | Gowanus 4-1 | J | 24130 | Brooklyn | Kings | NY | 1971-07-01 | 20 | 16.8 | 21.9 | 18.2 | 23.3 |  | Combustion Turbine | No. 2 Fuel Oil |  | 0.16 |  | 0.00091324 | 118.88 | 0.00011888
R1035 | Astoria Generating Company L.P. | Gowanus 4-2 | J | 24131 | Brooklyn | Kings | NY | 1971-07-01 | 20 | 17.3 | 22.6 | 17.9 | 22.4 |  | Combustion Turbine | No. 2 Fuel Oil |  | 0.123 |  | 0.00070205 | 91.389 | 9.1389e-05
R1036 | Astoria Generating Company L.P. | Gowanus 4-3 | J | 24132 | Brooklyn | Kings | NY | 1971-07-01 | 20 | 17.6 | 23 | 16.4 | 21.3 |  | Combustion Turbine | No. 2 Fuel Oil |  | 0.13 |  | 0.00074201 | 96.59 | 9.659e-05
R1037 | Astoria Generating Company L.P. | Gowanus 4-4 | J | 24133 | Brooklyn | Kings | NY | 1971-07-01 | 20 | 17.1 | 22.3 | 16.5 | 20.9 |  | Combustion Turbine | No. 2 Fuel Oil |  | 0.11 |  | 0.00062785 | 81.73 | 8.173e-05
R1038 | Astoria Generating Company L.P. | Gowanus 4-5 | J | 24134 | Brooklyn | Kings | NY | 1971-07-01 | 20 | 17.1 | 22.3 | 16.2 | 21.3 |  | Combustion Turbine | No. 2 Fuel Oil |  | 0.11 |  | 0.00062785 | 81.73 | 8.173e-05
R1039 | Astoria Generating Company L.P. | Gowanus 4-6 | J | 24135 | Brooklyn | Kings | NY | 1971-07-01 | 20 | 18.6 | 24.3 | 18 | 24.3 |  | Combustion Turbine | No. 2 Fuel Oil |  | 0.16102 |  | 0.00091906 | 119.6379 | 0.00011964
R1040 | Astoria Generating Company L.P. | Gowanus 4-7 | J | 24136 | Brooklyn | Kings | NY | 1971-07-01 | 20 | 16.6 | 21.7 | 16.6 | 22.3 |  | Combustion Turbine | No. 2 Fuel Oil |  | 0.13 |  | 0.00074201 | 96.59 | 9.659e-05
R1041 | Astoria Generating Company L.P. | Gowanus 4-8 | J | 24137 | Brooklyn | Kings | NY | 1971-07-01 | 20 | 19 | 24.8 | 16.6 | 22.4 |  | Combustion Turbine | No. 2 Fuel Oil |  | 0.12 |  | 0.00068493 | 89.16 | 8.916e-05
R1042 | Astoria Generating Company L.P. | Narrows 1-1 | J | 24228 | Brooklyn | Kings | NY | 1972-05-01 | 22 | 21 | 27.4 | 19.6 | 24.4 | YES | Combustion Turbine | No. 2 Fuel Oil | Natural Gas | 1.88 |  | 0.0097551 | 1396.84 | 0.0013968
R1043 | Astoria Generating Company L.P. | Narrows 1-2 | J | 24229 | Brooklyn | Kings | NY | 1972-05-01 | 22 | 19.5 | 25.5 | 17.6 | 24.1 | YES | Combustion Turbine | No. 2 Fuel Oil | Natural Gas | 1.19 |  | 0.0061748 | 884.17 | 0.00088417
R1044 | Astoria Generating Company L.P. | Narrows 1-3 | J | 24230 | Brooklyn | Kings | NY | 1972-05-01 | 22 | 20.4 | 26.6 | 18.6 | 24.7 | YES | Combustion Turbine | No. 2 Fuel Oil | Natural Gas | 1.54 |  | 0.0079909 | 1144.22 | 0.0011442
R1045 | Astoria Generating Company L.P. | Narrows 1-4 | J | 24231 | Brooklyn | Kings | NY | 1972-05-01 | 22 | 20.1 | 26.3 | 18.7 | 24.9 | YES | Combustion Turbine | No. 2 Fuel Oil | Natural Gas | 1.45 |  | 0.0075239 | 1077.35 | 0.0010773
R1046 | Astoria Generating Company L.P. | Narrows 1-5 | J | 24232 | Brooklyn | Kings | NY | 1972-05-01 | 22 | 19.8 | 25.9 | 20.6 | 24.9 | YES | Combustion Turbine | No. 2 Fuel Oil | Natural Gas | 1.41 |  | 0.0073163 | 1047.63 | 0.0010476
R1047 | Astoria Generating Company L.P. | Narrows 1-6 | J | 24233 | Brooklyn | Kings | NY | 1972-05-01 | 22 | 18.9 | 24.7 | 15.7 | 21.2 | YES | Combustion Turbine | No. 2 Fuel Oil | Natural Gas | 1.01 |  | 0.0052408 | 750.43 | 0.00075043
R1048 | Astoria Generating Company L.P. | Narrows 1-7 | J | 24234 | Brooklyn | Kings | NY | 1972-05-01 | 22 | 18.4 | 24 | 19.8 | 24.9 | YES | Combustion Turbine | No. 2 Fuel Oil | Natural Gas | 1.147 |  | 0.0059516 | 852.221 | 0.00085222
R1049 | Astoria Generating Company L.P. | Narrows 1-8 | J | 24235 | Brooklyn | Kings | NY | 1972-05-01 | 22 | 19.9 | 26 | 17.4 | 21.8 | YES | Combustion Turbine | No. 2 Fuel Oil | Natural Gas | 1.61 |  | 0.0083541 | 1196.23 | 0.0011962
R1050 | Astoria Generating Company L.P. | Narrows 2-1 | J | 24236 | Brooklyn | Kings | NY | 1972-06-01 | 22 | 19.4 | 25.3 | 19 | 24.9 | YES | Combustion Turbine | No. 2 Fuel Oil | Natural Gas | 1.66 |  | 0.0086135 | 1233.38 | 0.0012334
R1051 | Astoria Generating Company L.P. | Narrows 2-2 | J | 24237 | Brooklyn | Kings | NY | 1972-06-01 | 22 | 18.7 | 24.4 | 16.3 | 23.4 | YES | Combustion Turbine | No. 2 Fuel Oil | Natural Gas | 1.16 |  | 0.0060191 | 861.88 | 0.00086188
R1052 | Astoria Generating Company L.P. | Narrows 2-3 | J | 24238 | Brooklyn | Kings | NY | 1972-06-01 | 22 | 18.4 | 24 | 17.7 | 23.8 | YES | Combustion Turbine | No. 2 Fuel Oil | Natural Gas | 1.17 |  | 0.006071 | 869.31 | 0.00086931
R1053 | Astoria Generating Company L.P. | Narrows 2-4 | J | 24239 | Brooklyn | Kings | NY | 1972-06-01 | 22 | 18.4 | 24 | 18 | 24.5 | YES | Combustion Turbine | No. 2 Fuel Oil | Natural Gas | 1.26 |  | 0.006538 | 936.18 | 0.00093618
R1054 | Astoria Generating Company L.P. | Narrows 2-5 | J | 24240 | Brooklyn | Kings | NY | 1972-06-01 | 22 | 19.9 | 26 | 18.4 | 23.6 | YES | Combustion Turbine | No. 2 Fuel Oil | Natural Gas | 1.31 |  | 0.0067974 | 973.33 | 0.00097333
R1055 | Astoria Generating Company L.P. | Narrows 2-6 | J | 24241 | Brooklyn | Kings | NY | 1972-06-01 | 22 | 18.1 | 23.6 | 16.6 | 21.4 | YES | Combustion Turbine | No. 2 Fuel Oil | Natural Gas | 2.04 |  | 0.010585 | 1515.72 | 0.0015157
R1056 | Astoria Generating Company L.P. | Narrows 2-7 | J | 24242 | Brooklyn | Kings | NY | 1972-06-01 | 22 | 20.7 | 27 | 18.9 | 24.9 | YES | Combustion Turbine | No. 2 Fuel Oil | Natural Gas | 2.417 |  | 0.012542 | 1795.831 | 0.0017958
R1057 | Astoria Generating Company L.P. | Narrows 2-8 | J | 24243 | Brooklyn | Kings | NY | 1972-06-01 | 22 | 17.5 | 22.9 | 16.5 | 22.2 | YES | Combustion Turbine | No. 2 Fuel Oil | Natural Gas | 1.9 |  | 0.0098589 | 1411.7 | 0.0014117
R1083 | Cayuga Operating Company, LLC | Cayuga IC 1 | C | 23629 | Lansing | Tompkins | NY | 1967-08-01 | 2.8 | 0 | 0 | 0 | 0 |  | Internal Combustion | No. 2 Fuel Oil
R1084 | Cayuga Operating Company, LLC | Cayuga IC 2 | C | 23629 | Lansing | Tompkins | NY | 1967-08-01 | 2.8 | 0 | 0 | 0 | 0 |  | Internal Combustion | No. 2 Fuel Oil
R1324 | Freeport Electric | Freeport 1-2 | K | 1660 | Freeport | Nassau | NY | 1949-08-01 | 2.9 | 2 | 2 | 2.3 | 2.9596 |  | Internal Combustion | No. 2 Fuel Oil |  | 0.03984 |  | 0.0015683 | 29.6011 | 2.9601e-05
R1325 | Freeport Electric | Freeport 1-3 | K | 1660 | Freeport | Nassau | NY | 1954-08-01 | 3.1 | 2.1 | 2.1 | 2.5 | 3.1637 |  | Internal Combustion | No. 2 Fuel Oil |  | 0.00622 |  | 0.00022905 | 4.6215 | 4.6215e-06
R1326 | Freeport Electric | Freeport 1-4 | K | 1660 | Freeport | Nassau | NY | 1964-10-01 | 5.1 | 4.4 | 4.4 | 4 | 5.2048 |  | Internal Combustion | No. 2 Fuel Oil |  | 0.09433 |  | 0.0021114 | 70.0872 | 7.0087e-05
R1382 | Long Island Power Authority | East Hampton 2 | K | 23722 | E Hampton | Suffolk | NY | 1962-12-01 | 2 | 2 | 2 | 1.9667 | 2.0333 |  | Internal Combustion | No. 2 Fuel Oil |  | 0.3326 |  | 0.018984 | 247.1218 | 0.00024712
R1383 | Long Island Power Authority | East Hampton 3 | K | 23722 | E Hampton | Suffolk | NY | 1962-12-01 | 2 | 2 | 2 | 1.9667 | 2.0333 |  | Internal Combustion | No. 2 Fuel Oil |  | 0.4057 |  | 0.023156 | 301.4351 | 0.00030144
R1384 | Long Island Power Authority | East Hampton 4 | K | 23722 | E Hampton | Suffolk | NY | 1962-12-01 | 2 | 2 | 2 | 1.9667 | 2.0333 |  | Internal Combustion | No. 2 Fuel Oil |  | 0.40569 |  | 0.023156 | 301.4277 | 0.00030143
R1385 | Long Island Power Authority | East Hampton GT 01 | K | 23717 | E Hampton | Suffolk | NY | 1970-12-01 | 21.3 | 19.2 | 24.4 | 18.8 | 23.9 |  | Jet Engine | No. 2 Fuel Oil |  | 6.48 |  | 0.034729 | 4814.64 | 0.0048146
R1388 | Long Island Power Authority | Glenwood GT 01 | K | 23712 | Glenwood | Nassau | NY | 1967-04-01 | 16 | 14.6 | 19.1 | 11.9 | 13.9 |  | Combustion Turbine | No. 2 Fuel Oil |  | 0.007 |  | 4.9943e-05 | 5.201 | 5.201e-06
R1389 | Long Island Power Authority | Glenwood GT 02 | K | 23688 | Glenwood | Nassau | NY | 1972-06-01 | 55 | 52.7 | 68.8 | 53.4 | 62.5 |  | Combustion Turbine | No. 2 Fuel Oil |  | 0.203 |  | 0.00042134 | 150.829 | 0.00015083
R1390 | Long Island Power Authority | Glenwood GT 03 | K | 23689 | Glenwood | Nassau | NY | 1972-06-01 | 55 | 52.7 | 68.8 | 54.2 | 64.5 |  | Combustion Turbine | No. 2 Fuel Oil |  | 0.573 |  | 0.0011893 | 425.739 | 0.00042574
R1393 | Long Island Power Authority | Greenport GT1 | K | 23814 | Greenport | Suffolk | NY | 2003-07-02 | 54 | 51.9 | 52.4 | 53.5 | 55.3 |  | Jet Engine | No. 2 Fuel Oil |  | 8.8024 |  | 0.018608 | 6540.1981 | 0.0065402
R1395 | Long Island Power Authority | Holtsville 01 | K | 23690 | Holtsville | Suffolk | NY | 1974-07-01 | 56.7 | 55.1 | 70.1 | 57.4 | 64.8 |  | Jet Engine | No. 2 Fuel Oil |  | 0.626 |  | 0.0012603 | 465.118 | 0.00046512
R1396 | Long Island Power Authority | Holtsville 02 | K | 23691 | Holtsville | Suffolk | NY | 1974-07-01 | 56.7 | 55.3 | 70.3 | 53.1 | 63.5 |  | Jet Engine | No. 2 Fuel Oil |  | 0.363 |  | 0.00073084 | 269.709 | 0.00026971
R1397 | Long Island Power Authority | Holtsville 03 | K | 23692 | Holtsville | Suffolk | NY | 1974-07-01 | 56.7 | 52.1 | 66.3 | 52.6 | 63.1 |  | Jet Engine | No. 2 Fuel Oil |  | 0.97 |  | 0.0019529 | 720.71 | 0.00072071
R1398 | Long Island Power Authority | Holtsville 04 | K | 23693 | Holtsville | Suffolk | NY | 1974-07-01 | 56.7 | 52.7 | 67 | 52.4 | 63.2 |  | Jet Engine | No. 2 Fuel Oil |  | 2.433 |  | 0.0048984 | 1807.719 | 0.0018077
R1399 | Long Island Power Authority | Holtsville 05 | K | 23694 | Holtsville | Suffolk | NY | 1974-07-01 | 56.7 | 53.3 | 67.8 | 55 | 64.8 |  | Jet Engine | No. 2 Fuel Oil |  | 0.423 |  | 0.00085163 | 314.289 | 0.00031429
R1400 | Long Island Power Authority | Holtsville 06 | K | 23695 | Holtsville | Suffolk | NY | 1975-07-01 | 56.7 | 53 | 67.4 | 48.9 | 62.3 |  | Jet Engine | No. 2 Fuel Oil |  | 3.008 |  | 0.0060561 | 2234.944 | 0.0022349
R1401 | Long Island Power Authority | Holtsville 07 | K | 23696 | Holtsville | Suffolk | NY | 1975-07-01 | 56.7 | 55.1 | 70.1 | 53.3 | 64.1 |  | Jet Engine | No. 2 Fuel Oil |  | 0.796 |  | 0.0016026 | 591.428 | 0.00059143
R1402 | Long Island Power Authority | Holtsville 08 | K | 23697 | Holtsville | Suffolk | NY | 1975-07-01 | 56.7 | 57.4 | 73 | 52.4 | 66.4 |  | Jet Engine | No. 2 Fuel Oil |  | 1.21 |  | 0.0024361 | 899.03 | 0.00089903
R1403 | Long Island Power Authority | Holtsville 09 | K | 23698 | Holtsville | Suffolk | NY | 1975-07-01 | 56.7 | 57.5 | 73.1 | 56.1 | 71.2 |  | Jet Engine | No. 2 Fuel Oil |  | 0.867 |  | 0.0017455 | 644.181 | 0.00064418
R1404 | Long Island Power Authority | Holtsville 10 | K | 23699 | Holtsville | Suffolk | NY | 1975-07-01 | 56.7 | 55.1 | 70.1 | 53.8 | 66.7 |  | Jet Engine | No. 2 Fuel Oil |  | 2.594 |  | 0.0052226 | 1927.342 | 0.0019273
R1412 | Long Island Power Authority | Northport GT | K | 23718 | Northport | Suffolk | NY | 1967-03-01 | 16 | 13.8 | 18 | 11.7 | 15.5 |  | Combustion Turbine | No. 2 Fuel Oil |  | 0.02073 |  | 0.0001479 | 15.4024 | 1.5402e-05
R1420 | Long Island Power Authority | Port Jefferson GT 01 | K | 23713 | Port Jefferson | Suffolk | NY | 1966-12-01 | 16 | 14.1 | 18.4 | 12.6 | 15.5 |  | Combustion Turbine | No. 2 Fuel Oil |  | -0.048 |  | -0.00034247 | -35.664 | -3.5664e-05
R1423 | Long Island Power Authority | S Hampton 1 | K | 23720 | South Hampton | Suffolk | NY | 1963-03-01 | 11.5 | 10.3 | 13.5 | 8.5 | 10.9 |  | Combustion Turbine | No. 2 Fuel Oil |  | 0.947 |  | 0.0094004 | 703.621 | 0.00070362
R1424 | Long Island Power Authority | Shoreham 1 | K | 23715 | Shoreham | Suffolk | NY | 1971-07-01 | 52.9 | 48.9 | 63.9 | 49.3 | 67.5 |  | Combustion Turbine | No. 2 Fuel Oil |  | 0.485 |  | 0.0010466 | 360.355 | 0.00036035
R1425 | Long Island Power Authority | Shoreham 2 | K | 23716 | Shoreham | Suffolk | NY | 1984-04-01 | 18.6 | 18.5 | 23.5 | 16 | 22.8 |  | Jet Engine | No. 2 Fuel Oil |  | 0.235 |  | 0.0014423 | 174.605 | 0.00017461
R1426 | Long Island Power Authority | Shoreham GT3 | K | 24213 | Shoreham | Suffolk | NY | 2002-08-01 | 50 | 45.4 | 45.4 | 45.8 | 46.2 |  | Combustion Turbine | No. 2 Fuel Oil |  | 2.4531 |  | 0.0056007 | 1822.6533 | 0.0018227
R1427 | Long Island Power Authority | Shoreham GT4 | K | 24214 | Shoreham | Suffolk | NY | 2002-08-01 | 50 | 43.9 | 43.9 | 45.2 | 46 |  | Combustion Turbine | No. 2 Fuel Oil |  | 2.0427 |  | 0.0046636 | 1517.7038 | 0.0015177
R1430 | Long Island Power Authority | Southold 1 | K | 23719 | Southold | Suffolk | NY | 1964-08-01 | 14 | 12.3 | 16.1 | 10.2 | 12.7 |  | Combustion Turbine | No. 2 Fuel Oil |  | 0.14067 |  | 0.001147 | 104.5178 | 0.00010452
R1431 | Long Island Power Authority | Wading River 1 | K | 23522 | Shoreham | Suffolk | NY | 1989-08-01 | 79.5 | 81.2 | 106.1 | 78.7 | 99.6 |  | Combustion Turbine | No. 2 Fuel Oil |  | 1.3203 |  | 0.0018959 | 981.02 | 0.00098102
R1432 | Long Island Power Authority | Wading River 2 | K | 23547 | Shoreham | Suffolk | NY | 1989-08-01 | 79.5 | 81.3 | 106.2 | 75.5 | 101.8 |  | Combustion Turbine | No. 2 Fuel Oil |  | 0.948 |  | 0.0013612 | 704.364 | 0.00070436
R1433 | Long Island Power Authority | Wading River 3 | K | 23601 | Shoreham | Suffolk | NY | 1989-08-01 | 79.5 | 81.3 | 106.2 | 77.8 | 100.5 |  | Combustion Turbine | No. 2 Fuel Oil |  | 3.4528 |  | 0.0049579 | 2565.4378 | 0.0025654
R1434 | Long Island Power Authority | West Babylon 4 | K | 23714 | West Babylon | Suffolk | NY | 1971-08-01 | 52.4 | 49 | 64 | 50 | 66.9 |  | Combustion Turbine | No. 2 Fuel Oil |  | 0.732 |  | 0.0015947 | 543.876 | 0.00054388
R1462 | New York Power Authority | Greenport IC 4 | K | 1652 | Greenport | Suffolk | NY | 1957-06-06 | 1.2 | 1.7 | 1.7 | 0.93529 | 1.1 |  | Internal Combustion | No. 2 Fuel Oil |  | 0.002 |  | 0.00019026 | 1.486 | 1.486e-06
R1463 | New York Power Authority | Greenport IC 5 | K | 1652 | Greenport | Suffolk | NY | 1965-07-08 | 1.8 | 1.7 | 1.7 | 1.4029 | 1.6 |  | Internal Combustion | No. 2 Fuel Oil |  | 0.002 |  | 0.00012684 | 1.486 | 1.486e-06
R1464 | New York Power Authority | Greenport IC 6 | K | 1652 | Greenport | Suffolk | NY | 1971-09-17 | 3.8 | 2.7 | 2.7 | 2.9618 | 2.6 |  | Internal Combustion | No. 2 Fuel Oil |  | 0.006 |  | 0.00018025 | 4.458 | 4.458e-06
R1494 | New York State Elec. & Gas Corp. | Harris Lake | D | 5018 | Newcomb | Essex | NY | 1967-08-01 | 1.7 | 0 | 0 | 0 | 0 |  | Internal Combustion | No. 2 Fuel Oil
R1654 | NRG Power Marketing LLC | Oswego IC 1 | C | 5052 | Oswego | Oswego | NY | 1967-08-01 | 0.7 | 0 | 0 | 0 | 0 |  | Internal Combustion | No. 2 Fuel Oil
R1655 | NRG Power Marketing LLC | Oswego IC 2 | C | 5053 | Oswego | Oswego | NY | 1976-02-01 | 0.8 | 0 | 0 | 0 | 0 |  | Internal Combustion | No. 2 Fuel Oil
R1656 | NRG Power Marketing LLC | Oswego IC 3 | C | 5054 | Oswego | Oswego | NY | 1980-07-01 | 0.8 | 0 | 0 | 0 | 0 |  | Internal Combustion | No. 2 Fuel Oil
R1671 | Rockville Centre, Village of | Charles P Keller 07 | K | 1661 | Rockville Centre | Nassau | NY | 1942-09-01 | 2 | 2 | 2 | 1.9 | 1.9 |  | Internal Combustion | No. 2 Fuel Oil |  | 0.005 |  | 0.00028539 | 3.715 | 3.715e-06
R1672 | Rockville Centre, Village of | Charles P Keller 08 | K | 1661 | Rockville Centre | Nassau | NY | 1950-09-01 | 2.4 | 2.8 | 2.8 | 0 | 0 |  | Internal Combustion | No. 2 Fuel Oil |  |  | ( 9 ) ( R )
R1673 | Rockville Centre, Village of | Charles P Keller 09 | K | 1661 | Rockville Centre | Nassau | NY | 1954-09-01 | 3.5 | 3.3 | 3.3 | 3.4 | 3.4 | YES | Internal Combustion | No. 2 Fuel Oil | Natural Gas | 0.093 |  | 0.0030333 | 69.099 | 6.9099e-05
R1674 | Rockville Centre, Village of | Charles P Keller 10 | K | 1661 | Rockville Centre | Nassau | NY | 1954-09-01 | 3.5 | 3.2 | 3.2 | 3.4 | 3.4 | YES | Internal Combustion | No. 2 Fuel Oil | Natural Gas | 0.2671 |  | 0.0087117 | 198.4553 | 0.00019846
R1675 | Rockville Centre, Village of | Charles P Keller 11 | K | 1661 | Rockville Centre | Nassau | NY | 1962-09-01 | 5.2 | 5.2 | 5.2 | 5 | 5 | YES | Internal Combustion | No. 2 Fuel Oil | Natural Gas | 0.238 |  | 0.0052248 | 176.834 | 0.00017683
R1676 | Rockville Centre, Village of | Charles P Keller 12 | K | 1661 | Rockville Centre | Nassau | NY | 1967-09-01 | 5.5 | 5.5 | 5.5 | 5.3 | 5.3 | YES | Internal Combustion | No. 2 Fuel Oil | Natural Gas | 0.018 |  | 0.0003736 | 13.374 | 1.3374e-05
R1677 | Rockville Centre, Village of | Charles P Keller 13 | K | 1661 | Rockville Centre | Nassau | NY | 1974-09-01 | 5.5 | 5.6 | 5.6 | 5.3 | 5.3 | YES | Internal Combustion | No. 2 Fuel Oil | Natural Gas | 0.24 |  | 0.0049813 | 178.32 | 0.00017832
R1678 | Rockville Centre, Village of | Charles P Keller 14 | K | 1661 | Rockville Centre | Nassau | NY | 1994-09-01 | 6.2 | 6.3 | 6.3 | 5.9 | 5.9 | YES | Internal Combustion | No. 2 Fuel Oil | Natural Gas | 0.917 |  | 0.016884 | 681.331 | 0.00068133
Totals | [8 empty] | 2347.5 | [8 empty] | 76.3049 |  |  | 56694.5778 | 0.056695

## Kerosene
Line No. | Billing Org | Station Unit | Zone | PTID | Town | Cnty | St | YYY-MM-DD | Nameplate MW | CRIS SUM MW | CRIS WIN MW | CAPABILITY SUM MW | CAPABILITY WIN MW | DUAL | Unit Type | Fuel Type 1 | Fuel Type 2 | 2017 GWh | Notes | Capacity | CO2 Emissions MTCO2 | CO2 Emissions MMTCO2 | Power Plant Efficiency | Heat Rates 2015 BTU per kWh | Kerosene Heat Content BTU/gallon | Volume Kerosene Burned (gallons) | CO2 Produced (lbs) | CO2 Produced (Metric Tons) | Social Cost Burning Kerosene
R1085 | Central Hudson Gas & Elec. Corp. | Coxsackie GT | G | 23611 | Coxsackie | Greene | NY | 1969-12-01 | 21.6 | 19.9 | 26 | 19.6 | 23.6 | YES | Combustion Turbine | Kerosene | Natural Gas | 0.406 |  | 0.0021457 | 105.56 | 0.00010556 | 0.024547 | 10197 | 139000 | 29784.0432 | 744601.0791 | 337.7458 | 14185.3223
R1093 | Central Hudson Gas & Elec. Corp. | South Cairo | G | 23612 | Cairo | Greene | NY | 1970-06-01 | 21.6 | 19.8 | 25.9 | 20.1 | 23.3 |  | Combustion Turbine | Kerosene |  | 0.059 |  | 0.00031181 | 15.34 | 1.534e-05 | 0.024547 | 10197 | 139000 | 4328.223 | 108205.5755 | 49.0813 | 2061.4138
R1100 | Consolidated Edison Co. of NY, Inc. | 59 St. GT 1 | J | 24138 | Manhattan | New York | NY | 1969-06-01 | 17.1 | 15.4 | 20.1 | 15.4 | 22.2 | YES | Combustion Turbine | Kerosene | Natural Gas | 0.0928 |  | 0.00061951 | 24.128 | 2.4128e-05 | 0.024547 | 10197 | 139000 | 6807.7813 | 170194.5324 | 77.199 | 3242.3594
R1101 | Consolidated Edison Co. of NY, Inc. | 74 St. GT 1 | J | 24260 | Manhattan | New York | NY | 1968-10-01 | 18.5 | 19 | 23.5 | 17.9 | 21.3 |  | Combustion Turbine | Kerosene |  | 0.238 |  | 0.0014686 | 61.88 | 6.188e-05 | 0.024547 | 10197 | 139000 | 17459.6115 | 436490.2878 | 197.9889 | 8315.5338
R1102 | Consolidated Edison Co. of NY, Inc. | 74 St. GT 2 | J | 24261 | Manhattan | New York | NY | 1968-10-01 | 18.5 | 20.1 | 25.7 | 20 | 20.2 |  | Combustion Turbine | Kerosene |  | 0.266 |  | 0.0016414 | 69.16 | 6.916e-05 | 0.024547 | 10197 | 139000 | 19513.6835 | 487842.0863 | 221.2817 | 9293.8319
R1108 | Consolidated Edison Co. of NY, Inc. | Hudson Ave 3 | J | 23810 | Brooklyn | Kings | NY | 1970-07-01 | 16.3 | 16 | 20.9 | 15.6 | 18.9 |  | Combustion Turbine | Kerosene |  | 0.9721 |  | 0.006808 | 252.746 | 0.00025275 | 0.024547 | 10197 | 139000 | 71312.9763 | 1782824.4065 | 808.6765 | 33964.4134
R1109 | Consolidated Edison Co. of NY, Inc. | Hudson Ave 4 | J | 23540 | Brooklyn | Kings | NY | 1970-07-01 | 16.3 | 13.9 | 18.2 | 14 | 16.2 |  | Combustion Turbine | Kerosene |  | 0.4236 |  | 0.0029666 | 110.136 | 0.00011014 | 0.024547 | 10197 | 139000 | 31075.1741 | 776879.3525 | 352.387 | 14800.2526
R1110 | Consolidated Edison Co. of NY, Inc. | Hudson Ave 5 | J | 23657 | Brooklyn | Kings | NY | 1970-07-01 | 16.3 | 15.1 | 19.7 | 14.6 | 16.5 |  | Combustion Turbine | Kerosene |  | 0.7085 |  | 0.0049619 | 184.21 | 0.00018421 | 0.024547 | 10197 | 139000 | 51975.3561 | 1299383.9029 | 589.3913 | 24754.4356
R1327 | Freeport Electric | Freeport 2-3 | K | 1660 | Freeport | Nassau | NY | 1973-05-01 | 18.1 | 18.1 | 18.1 | 12.7 | 18.4719 |  | Combustion Turbine | Kerosene |  | 0.13425 |  | 0.0008467 | 34.905 | 3.4905e-05 | 0.024547 | 10197 | 139000 | 9848.5414 | 246213.5342 | 111.6807 | 4690.59
R1333 | Helix Ravenswood, LLC | Ravenswood 09 | J | 24257 | Queens | Queens | NY | 1970-07-01 | 25 | 21.7 | 27.6 | 0 | 0 | YES | Jet Engine | Kerosene | Natural Gas | 0.237 | ( 6 ) ( I ) | 0.0010822 | 61.62 | 6.162e-05 | 0.024547 | 10379 | 139000 | 17696.5683 | 442414.2086 | 200.6759 | 8428.3898
R1334 | Helix Ravenswood, LLC | Ravenswood 10 | J | 24258 | Queens | Queens | NY | 1970-08-01 | 25 | 21.2 | 27 | 19.2 | 22.2 | YES | Jet Engine | Kerosene | Natural Gas | 2.356 |  | 0.010758 | 612.56 | 0.00061256 | 0.024547 | 10379 | 139000 | 175920.3165 | 4398007.9137 | 1994.9052 | 83786.0186
R1335 | Helix Ravenswood, LLC | Ravenswood 11 | J | 24259 | Queens | Queens | NY | 1970-08-01 | 25 | 20.2 | 25.7 | 17.7 | 23.1 | YES | Jet Engine | Kerosene | Natural Gas | 2.49 |  | 0.01137 | 647.4 | 0.0006474 | 0.024547 | 10379 | 139000 | 185925.9712 | 4648149.2806 | 2108.3676 | 88551.4373
R1387 | Long Island Power Authority | Far Rockaway GT2 | K | 23815 | Jamaica Bay | Queens | NY | 2003-07-02 | 60.5 | 55.4 | 75.7 | 54.5 | 54.3 |  | Jet Engine | Kerosene |  | 7.3583 |  | 0.013884 | 1913.1658 | 0.0019132 | 0.024547 | 10379 | 139000 | 549439.6192 | 13735990.4802 | 6230.5479 | 261683.0112
R1640 | NRG Power Marketing LLC | Astoria GT 2-1 | J | 24094 | Queens | Queens | NY | 1970-06-01 | 46.5 | 41.2 | 50.7 | 35.8 | 44.6 | YES | Jet Engine | Kerosene | Natural Gas | 3.244 |  | 0.0079639 | 843.44 | 0.00084344 | 0.024547 | 10379 | 139000 | 242226.446 | 6055661.1511 | 2746.805 | 115365.8083
R1641 | NRG Power Marketing LLC | Astoria GT 2-2 | J | 24095 | Queens | Queens | NY | 1970-06-01 | 46.5 | 42.4 | 52.2 | 34.1 | 44.6 | YES | Jet Engine | Kerosene | Natural Gas | 1.881 |  | 0.0046178 | 489.06 | 0.00048906 | 0.024547 | 10379 | 139000 | 140452.5108 | 3511312.7698 | 1592.7066 | 66893.6762
R1642 | NRG Power Marketing LLC | Astoria GT 2-3 | J | 24096 | Queens | Queens | NY | 1970-06-01 | 46.5 | 41.2 | 50.7 | 35.5 | 45.8 | YES | Jet Engine | Kerosene | Natural Gas | 2.989 |  | 0.0073379 | 777.14 | 0.00077714 | 0.024547 | 10379 | 139000 | 223185.8345 | 5579645.8633 | 2530.8878 | 106297.2876
R1643 | NRG Power Marketing LLC | Astoria GT 2-4 | J | 24097 | Queens | Queens | NY | 1970-06-01 | 46.5 | 41 | 50.5 | 35.2 | 45.5 | YES | Jet Engine | Kerosene | Natural Gas | 2.271 |  | 0.0055752 | 590.46 | 0.00059046 | 0.024547 | 10379 | 139000 | 169573.446 | 4239336.1511 | 1922.9328 | 80763.1784
R1644 | NRG Power Marketing LLC | Astoria GT 3-1 | J | 24098 | Queens | Queens | NY | 1970-06-01 | 46.5 | 41.2 | 50.7 | 33.2 | 43.3 | YES | Jet Engine | Kerosene | Natural Gas | 1.92 |  | 0.0047135 | 499.2 | 0.0004992 | 0.024547 | 10379 | 139000 | 143364.6043 | 3584115.1079 | 1625.7292 | 68280.6264
R1645 | NRG Power Marketing LLC | Astoria GT 3-2 | J | 24099 | Queens | Queens | NY | 1970-06-01 | 46.5 | 43.5 | 53.5 | 34.8 | 44.3 | YES | Jet Engine | Kerosene | Natural Gas | 2.849 |  | 0.0069942 | 740.74 | 0.00074074 | 0.024547 | 10379 | 139000 | 212732.1655 | 5318304.1367 | 2412.345 | 101318.492
R1646 | NRG Power Marketing LLC | Astoria GT 3-3 | J | 24100 | Queens | Queens | NY | 1970-06-01 | 46.5 | 43 | 52.9 | 34.5 | 44.3 | YES | Jet Engine | Kerosene | Natural Gas | 2.238 |  | 0.0054942 | 581.88 | 0.00058188 | 0.024547 | 10379 | 139000 | 167109.3669 | 4177734.1727 | 1894.9906 | 79589.6051
R1647 | NRG Power Marketing LLC | Astoria GT 3-4 | J | 24101 | Queens | Queens | NY | 1970-06-01 | 46.5 | 43 | 52.9 | 36 | 45.1 | YES | Jet Engine | Kerosene | Natural Gas | 3.488 |  | 0.0085629 | 906.88 | 0.00090688 | 0.024547 | 10379 | 139000 | 260445.6978 | 6511142.446 | 2953.408 | 124043.1379
R1648 | NRG Power Marketing LLC | Astoria GT 4-1 | J | 24102 | Queens | Queens | NY | 1970-07-01 | 46.5 | 42.6 | 52.4 | 34.7 | 45.6 | YES | Jet Engine | Kerosene | Natural Gas | 1.582 |  | 0.0038837 | 411.32 | 0.00041132 | 0.024547 | 10379 | 139000 | 118126.4604 | 2953161.5108 | 1339.5331 | 56260.3911
R1649 | NRG Power Marketing LLC | Astoria GT 4-2 | J | 24103 | Queens | Queens | NY | 1970-07-01 | 46.5 | 41.4 | 51 | 33.9 | 44.8 | YES | Jet Engine | Kerosene | Natural Gas | 1.786 |  | 0.0043845 | 464.36 | 0.00046436 | 0.024547 | 10379 | 139000 | 133358.9496 | 3333973.741 | 1512.2668 | 63515.2077
R1650 | NRG Power Marketing LLC | Astoria GT 4-3 | J | 24104 | Queens | Queens | NY | 1970-07-01 | 46.5 | 41.1 | 50.6 | 34.6 | 44.9 | YES | Jet Engine | Kerosene | Natural Gas | 3.715 |  | 0.0091201 | 965.9 | 0.0009659 | 0.024547 | 10379 | 139000 | 277395.5755 | 6934889.3885 | 3145.6167 | 132115.8995
R1651 | NRG Power Marketing LLC | Astoria GT 4-4 | J | 24105 | Queens | Queens | NY | 1970-07-01 | 46.5 | 42.8 | 52.7 | 33 | 45.1 | YES | Jet Engine | Kerosene | Natural Gas | 1.497 |  | 0.0036751 | 389.22 | 0.00038922 | 0.024547 | 10379 | 139000 | 111779.5899 | 2794489.7482 | 1267.5607 | 53237.5509
Totals | [8 empty] | 857.8 | [11 empty] | 11752.4108 | 0.011752

## Conventional Hydro
Line No. | Billing Org | Station Unit | Zone | PTID | Town | Cnty | St | YYY-MM-DD | Nameplate MW | CRIS SUM MW | CRIS WIN MW | CAPABILITY SUM MW | CAPABILITY WIN MW | DUAL | Unit Type | Fuel Type 1 | Fuel Type 2 | 2017 GWh | Notes | Capacity | CO2 Emissions MTCO2 | CO2 Emissions MMTCO2
R1067 | Black River Hydroelectric, LLC | Glen Park Hydro | E | 23778 | Glen Park | Jefferson | NY | 1986-01-01 | 32.6 | 40.4 | 40.4 | 32.6 | 32.6 |  | Conventional Hydro | Water |  | 187.7427 |  | 0.65742 | 1877.4271 | 0.0018774
R1068 | Boralex Hydro Operations Inc | Fourth Branch | F | 23824 | Waterford | Saratoga | NY | 1987-12-01 | 3.3 | 3.5 | 3.5 | 3.3 | 3.3 |  | Conventional Hydro | Water |  | 11.9891 |  | 0.41473 | 119.8906 | 0.00011989
R1069 | Boralex Hydro Operations Inc | NYS Dam | F | 23527 | Waterford | Saratoga | NY | 1990-12-01 | 11.4 | 11.3 | 11.3 | 11.4 | 11.4 |  | Conventional Hydro | Water |  | 59.0279 |  | 0.59108 | 590.2787 | 0.00059028
R1070 | Boralex Hydro Operations Inc | Sissonville | E | 23735 | Potsdam | St Lawrence | NY | 1990-08-01 | 3.1 | 3 | 3 | 3.1 | 3.1 |  | Conventional Hydro | Water |  | 18.2456 |  | 0.67188 | 182.4563 | 0.00018246
R1071 | Boralex Hydro Operations Inc | Warrensburg | F | 23737 | Warrensburg | Warren | NY | 1988-12-01 | 2.9 | 3 | 3 | 2.9 | 2.9 |  | Conventional Hydro | Water |  | 12.3923 |  | 0.48781 | 123.923 | 0.00012392
R1086 | Central Hudson Gas & Elec. Corp. | Dashville 1 | G | 23610 | Rifton | Ulster | NY | 1920-01-01 | 2.4 | 2.7 | 2.7 | 0 | 0 |  | Conventional Hydro | Water
R1087 | Central Hudson Gas & Elec. Corp. | Dashville 2 | G | 23610 | Rifton | Ulster | NY | 1920-01-01 | 2.4 | 2.7 | 2.7 | 0 | 0 |  | Conventional Hydro | Water
R1089 | Central Hudson Gas & Elec. Corp. | High Falls | G | 23754 | Marbletown | Ulster | NY | 1986-12-01 | 3.2 | 3 | 3 | 0 | 0 |  | Conventional Hydro | Water
R1090 | Central Hudson Gas & Elec. Corp. | Millpond | G | 5004 | Catskill | Greene | NY | 1993-12-01 | 0.9 | 0 | 0 | 0 | 0 |  | Conventional Hydro | Water
R1091 | Central Hudson Gas & Elec. Corp. | Montgomery West | G | 5005 | Montgomery | Orange | NY | 1985-11-01 | 0.2 | 0 | 0 | 0 | 0 |  | Conventional Hydro | Water
R1092 | Central Hudson Gas & Elec. Corp. | Salisbury Mills | G | 5006 | Salisbury Mills | Orange | NY | 1986-12-01 | 0.5 | 0 | 0 | 0 | 0 |  | Conventional Hydro | Water
R1094 | Central Hudson Gas & Elec. Corp. | Sturgeon 1 | G | 23609 | Rifton | Ulster | NY | 1924-01-01 | 4.8 | 5 | 5 | 0 | 0 |  | Conventional Hydro | Water
R1095 | Central Hudson Gas & Elec. Corp. | Sturgeon 2 | G | 23609 | Rifton | Ulster | NY | 1924-01-01 | 4.8 | 5.8 | 5.8 | 0 | 0 |  | Conventional Hydro | Water
R1096 | Central Hudson Gas & Elec. Corp. | Sturgeon 3 | G | 23609 | Rifton | Ulster | NY | 1924-01-01 | 4.8 | 5 | 5 | 0 | 0 |  | Conventional Hydro | Water
R1097 | Central Hudson Gas & Elec. Corp. | Wallkill | G | 5007 | Shwangunk | Ulster | NY | 1986-12-01 | 0.5 | 0 | 0 | 0 | 0 |  | Conventional Hydro | Water
R1098 | Central Hudson Gas & Elec. Corp. | Wappingers Falls | G | 23765 | Wappingers Falls | Dutchess | NY | 1988-12-01 | 2 | 2 | 2 | 2 | 2 |  | Conventional Hydro | Water |  | 6.942 |  | 0.39623 | 69.42 | 6.942e-05
R1099 | CHI Energy Inc | Goodyear Lake | E | 323669 | Milford | Otsego | NY | 1980-07-01 | 1.4 | 1.4 | 1.4 | 0 | 0 |  | Conventional Hydro | Water |  | 5.0143 |  | 0.40886 | 50.1425 | 5.0143e-05
R1118 | Consolidated Hydro New York, Inc. | Groveville Hydro | G | 323602 | Beacon | Dutchess | NY | 1983-12-01 | 0.9 | 0.9 | 0.9 | 0 | 0 |  | Conventional Hydro | Water
R1119 | Consolidated Hydro New York, Inc. | Walden Hydro | G | 24148 | Walden | Orange | NY | 1983-12-01 | 2.4 | 0 | 0 | 0 | 0 |  | Conventional Hydro | Water |  | 3.8644 |  | 0.18381 | 38.6439 | 3.8644e-05
R1127 | Eagle Creek Hydro Power, LLC | Mongaup 1 | G | 23641 | Forestburg | Sullivan | NY | 1923-07-01 | 1 | 0.9 | 0.9 | 1 | 1 |  | Conventional Hydro | Water |  | 9.3593 | ( G ) |  | 93.593 | 9.3593e-05
R1128 | Eagle Creek Hydro Power, LLC | Mongaup 2 | G | 23641 | Forestburg | Sullivan | NY | 1923-07-01 | 1 | 1 | 1 | 1 | 1 |  | Conventional Hydro | Water
R1129 | Eagle Creek Hydro Power, LLC | Mongaup 3 | G | 23641 | Forestburg | Sullivan | NY | 1923-07-01 | 1 | 1 | 1 | 1 | 1 |  | Conventional Hydro | Water
R1130 | Eagle Creek Hydro Power, LLC | Mongaup 4 | G | 23641 | Forestburg | Sullivan | NY | 1926-01-01 | 1 | 1 | 1 | 1 | 1 |  | Conventional Hydro | Water
R1131 | Eagle Creek Hydro Power, LLC | Rio | G | 23641 | Glen Spey | Sullivan | NY | 1927-12-01 | 10.8 | 10.8 | 10.8 | 10.7 | 10.8 |  | Conventional Hydro | Water |  | 24.636 |  | 0.2604 | 246.36 | 0.00024636
R1132 | Eagle Creek Hydro Power, LLC | Swinging Bridge 2 | G | 23641 | Forestburg | Sullivan | NY | 1930-02-01 | 7 | 7.9 | 7.9 | 7 | 7.1 |  | Conventional Hydro | Water |  | 10.1731 |  | 0.1659 | 101.731 | 0.00010173
R1141 | Erie Blvd. Hydro - Beaver River | Belfort 1 | E | 24048 | Belfort | Lewis | NY | 1903-01-01 | 0.4 | 0.4 | 0.4 | 0.4 | 0.4 |  | Conventional Hydro | Water |  | 1.7862 |  | 0.50975 | 17.8616 | 1.7862e-05
R1142 | Erie Blvd. Hydro - Beaver River | Belfort 2 | E | 24048 | Belfort | Lewis | NY | 1915-01-01 | 0.64 | 0.6 | 0.6 | 0.64 | 0.64 |  | Conventional Hydro | Water |  | 3.4117 |  | 0.60853 | 34.1168 | 3.4117e-05
R1143 | Erie Blvd. Hydro - Beaver River | Belfort 3 | E | 24048 | Belfort | Lewis | NY | 1918-01-01 | 1 | 1 | 1 | 1 | 1 |  | Conventional Hydro | Water |  | 7.5844 |  | 0.8658 | 75.8437 | 7.5844e-05
R1144 | Erie Blvd. Hydro - Beaver River | Eagle 1 | E | 24048 | Watson | Lewis | NY | 1914-01-01 | 1.3 | 1.2 | 1.2 | 1.3 | 1.3 |  | Conventional Hydro | Water |  | 9.7047 |  | 0.85219 | 97.0474 | 9.7047e-05
R1145 | Erie Blvd. Hydro - Beaver River | Eagle 2 | E | 24048 | Watson | Lewis | NY | 1915-01-01 | 1.35 | 1.3 | 1.3 | 1.35 | 1.35 |  | Conventional Hydro | Water |  | 8.1299 |  | 0.68746 | 81.2986 | 8.1299e-05
R1146 | Erie Blvd. Hydro - Beaver River | Eagle 3 | E | 24048 | Watson | Lewis | NY | 1919-01-01 | 1.35 | 1.3 | 1.3 | 1.35 | 1.35 |  | Conventional Hydro | Water |  | 6.2155 |  | 0.52558 | 62.1547 | 6.2155e-05
R1147 | Erie Blvd. Hydro - Beaver River | Eagle 4 | E | 24048 | Watson | Lewis | NY | 1925-01-01 | 2.05 | 2 | 2 | 2.05 | 2.05 |  | Conventional Hydro | Water |  | 13.7536 |  | 0.76587 | 137.5356 | 0.00013754
R1148 | Erie Blvd. Hydro - Beaver River | Effley 1 | E | 24048 | Belfort | Lewis | NY | 1902-01-01 | 0.4 | 0.3 | 0.3 | 0.4 | 0.4 |  | Conventional Hydro | Water |  | 2.2032 |  | 0.62878 | 22.0324 | 2.2032e-05
R1149 | Erie Blvd. Hydro - Beaver River | Effley 2 | E | 24048 | Belfort | Lewis | NY | 1907-01-01 | 0.4 | 0.3 | 0.3 | 0.4 | 0.4 |  | Conventional Hydro | Water |  | 2.3332 |  | 0.66587 | 23.3322 | 2.3332e-05
R1150 | Erie Blvd. Hydro - Beaver River | Effley 3 | E | 24048 | Belfort | Lewis | NY | 1910-01-01 | 0.6 | 0.5 | 0.5 | 0.6 | 0.6 |  | Conventional Hydro | Water |  | 4.1931 |  | 0.79778 | 41.9312 | 4.1931e-05
R1151 | Erie Blvd. Hydro - Beaver River | Effley 4 | E | 24048 | Belfort | Lewis | NY | 1923-01-01 | 1.56 | 1.5 | 1.5 | 1.56 | 1.56 |  | Conventional Hydro | Water |  | 10.4308 |  | 0.76329 | 104.3079 | 0.00010431
R1152 | Erie Blvd. Hydro - Beaver River | Elmer 1 | E | 24048 | Belfort | Lewis | NY | 1916-01-01 | 0.75 | 0.9 | 0.9 | 0.75 | 0.75 |  | Conventional Hydro | Water |  | 6.2573 |  | 0.9524 | 62.573 | 6.2573e-05
R1153 | Erie Blvd. Hydro - Beaver River | Elmer 2 | E | 24048 | Belfort | Lewis | NY | 1916-01-01 | 0.75 | 0.9 | 0.9 | 0.75 | 0.75 |  | Conventional Hydro | Water |  | 6.8915 |  |  | 68.9149 | 6.8915e-05
R1154 | Erie Blvd. Hydro - Beaver River | High Falls 1 | E | 24048 | Indian River | Lewis | NY | 1925-01-01 | 1.6 | 1.9 | 1.9 | 1.6 | 1.6 |  | Conventional Hydro | Water |  | 10.8063 |  | 0.77099 | 108.0625 | 0.00010806
R1155 | Erie Blvd. Hydro - Beaver River | High Falls 2 | E | 24048 | Indian River | Lewis | NY | 1925-01-01 | 1.6 | 1.9 | 1.9 | 1.6 | 1.6 |  | Conventional Hydro | Water |  | 8.5835 |  | 0.61241 | 85.8352 | 8.5835e-05
R1156 | Erie Blvd. Hydro - Beaver River | High Falls 3 | E | 24048 | Indian River | Lewis | NY | 1925-01-01 | 1.6 | 1.9 | 1.9 | 1.6 | 1.6 |  | Conventional Hydro | Water |  | 15.525 |  |  | 155.2495 | 0.00015525
R1157 | Erie Blvd. Hydro - Beaver River | Moshier 1 | E | 24048 | Belfort | Herkimer | NY | 1929-01-01 | 4 | 4 | 4 | 4 | 4 |  | Conventional Hydro | Water |  | 26.0683 |  | 0.74396 | 260.6832 | 0.00026068
R1158 | Erie Blvd. Hydro - Beaver River | Moshier 2 | E | 24048 | Belfort | Herkimer | NY | 1929-01-01 | 4 | 4 | 4 | 4 | 4 |  | Conventional Hydro | Water |  | 20.7869 |  | 0.59323 | 207.8694 | 0.00020787
R1159 | Erie Blvd. Hydro - Beaver River | Soft Maple 1 | E | 24048 | Croghan | Lewis | NY | 1925-01-01 | 7.5 | 8 | 8 | 7.5 | 7.5 |  | Conventional Hydro | Water |  | 17.7312 |  | 0.26988 | 177.3122 | 0.00017731
R1160 | Erie Blvd. Hydro - Beaver River | Soft Maple 2 | E | 24048 | Croghan | Lewis | NY | 1925-01-01 | 7.5 | 8 | 8 | 7.5 | 7.5 |  | Conventional Hydro | Water |  | 33.2954 |  | 0.50678 | 332.954 | 0.00033295
R1161 | Erie Blvd. Hydro - Beaver River | Taylorville 1 | E | 24048 | Belfort | Lewis | NY | 1913-01-01 | 1.1 | 1 | 1 | 1.1 | 1.1 |  | Conventional Hydro | Water |  | 6.828 |  | 0.7086 | 68.2803 | 6.828e-05
R1162 | Erie Blvd. Hydro - Beaver River | Taylorville 2 | E | 24048 | Belfort | Lewis | NY | 1913-01-01 | 1.1 | 1 | 1 | 1.1 | 1.1 |  | Conventional Hydro | Water |  | 4.0537 |  | 0.42069 | 40.5373 | 4.0537e-05
R1163 | Erie Blvd. Hydro - Beaver River | Taylorville 3 | E | 24048 | Belfort | Lewis | NY | 1913-01-01 | 1.1 | 1 | 1 | 1.1 | 1.1 |  | Conventional Hydro | Water |  | 4.743 |  | 0.49222 | 47.4303 | 4.743e-05
R1164 | Erie Blvd. Hydro - Beaver River | Taylorville 4 | E | 24048 | Belfort | Lewis | NY | 1927-01-01 | 1.2 | 1.1 | 1.1 | 1.2 | 1.2 |  | Conventional Hydro | Water |  | 6.8511 |  | 0.65174 | 68.5107 | 6.8511e-05
R1165 | Erie Blvd. Hydro - Black River | Beebee Island 1 | E | 24047 | Watertown | Jefferson | NY | 1963-01-01 | 4 | 4.4 | 4.4 | 4 | 4 |  | Conventional Hydro | Water |  | 20.7666 |  | 0.59265 | 207.6656 | 0.00020767
R1166 | Erie Blvd. Hydro - Black River | Beebee Island 2 | E | 24047 | Watertown | Jefferson | NY | 1968-01-01 | 4 | 4.4 | 4.4 | 4 | 4 |  | Conventional Hydro | Water |  | 31.8875 |  | 0.91003 | 318.875 | 0.00031887
R1167 | Erie Blvd. Hydro - Black River | Black River 1 | E | 24047 | Black River | Jefferson | NY | 1920-01-01 | 2 | 2.3 | 2.3 | 2 | 2 |  | Conventional Hydro | Water |  | 12.7963 |  | 0.73038 | 127.963 | 0.00012796
R1168 | Erie Blvd. Hydro - Black River | Black River 2 | E | 24047 | Black River | Jefferson | NY | 1920-01-01 | 2 | 2.3 | 2.3 | 2 | 2 |  | Conventional Hydro | Water |  | 16.2253 |  | 0.9261 | 162.2526 | 0.00016225
R1169 | Erie Blvd. Hydro - Black River | Black River 3 | E | 24047 | Black River | Jefferson | NY | 1920-01-01 | 2 | 2.3 | 2.3 | 2 | 2 |  | Conventional Hydro | Water |  | 9.017 |  | 0.51467 | 90.1698 | 9.017e-05
R1170 | Erie Blvd. Hydro - Black River | Deferiet 1 | E | 24047 | Deferiet | Jefferson | NY | 1925-01-01 | 3.6 | 3.7 | 3.7 | 3.6 | 3.6 |  | Conventional Hydro | Water |  | 22.6081 |  | 0.7169 | 226.0815 | 0.00022608
R1171 | Erie Blvd. Hydro - Black River | Deferiet 2 | E | 24047 | Deferiet | Jefferson | NY | 1925-01-01 | 3.6 | 3.7 | 3.7 | 3.6 | 3.6 |  | Conventional Hydro | Water |  | 28.5866 |  | 0.90647 | 285.8658 | 0.00028587
R1172 | Erie Blvd. Hydro - Black River | Deferiet 3 | E | 24047 | Deferiet | Jefferson | NY | 1925-01-01 | 3.6 | 3.7 | 3.7 | 3.6 | 3.6 |  | Conventional Hydro | Water |  | 17.2354 |  | 0.54653 | 172.3542 | 0.00017235
R1173 | Erie Blvd. Hydro - Black River | Herrings 1 | E | 24047 | Herrings | Jefferson | NY | 1924-01-01 | 1.8 | 1.8 | 1.8 | 1.8 | 1.8 |  | Conventional Hydro | Water |  | 7.1712 |  | 0.45479 | 71.7117 | 7.1712e-05
R1174 | Erie Blvd. Hydro - Black River | Herrings 2 | E | 24047 | Herrings | Jefferson | NY | 1924-01-01 | 1.8 | 1.8 | 1.8 | 1.8 | 1.8 |  | Conventional Hydro | Water |  | 10.4731 |  | 0.6642 | 104.7314 | 0.00010473
R1175 | Erie Blvd. Hydro - Black River | Herrings 3 | E | 24047 | Herrings | Jefferson | NY | 1924-01-01 | 1.8 | 1.8 | 1.8 | 1.8 | 1.8 |  | Conventional Hydro | Water |  | 5.6572 |  | 0.35877 | 56.5716 | 5.6572e-05
R1176 | Erie Blvd. Hydro - Black River | Kamargo 1 | E | 24047 | Black River | Jefferson | NY | 1921-01-01 | 1.8 | 1.8 | 1.8 | 1.8 | 1.8 |  | Conventional Hydro | Water |  | 9.0522 |  | 0.57409 | 90.5218 | 9.0522e-05
R1177 | Erie Blvd. Hydro - Black River | Kamargo 2 | E | 24047 | Black River | Jefferson | NY | 1921-01-01 | 1.8 | 1.8 | 1.8 | 1.8 | 1.8 |  | Conventional Hydro | Water |  | 10.129 |  | 0.64238 | 101.2902 | 0.00010129
R1178 | Erie Blvd. Hydro - Black River | Kamargo 3 | E | 24047 | Black River | Jefferson | NY | 1921-01-01 | 1.8 | 1.8 | 1.8 | 1.8 | 1.8 |  | Conventional Hydro | Water |  | 5.2762 |  | 0.33461 | 52.7618 | 5.2762e-05
R1179 | Erie Blvd. Hydro - Black River | Sewalls 1 | E | 24047 | Watertown | Jefferson | NY | 1925-01-01 | 1 | 1.1 | 1.1 | 1 | 1 |  | Conventional Hydro | Water |  | 6.1936 |  | 0.70703 | 61.9362 | 6.1936e-05
R1180 | Erie Blvd. Hydro - Black River | Sewalls 2 | E | 24047 | Watertown | Jefferson | NY | 1925-01-01 | 1 | 1.1 | 1.1 | 1 | 1 |  | Conventional Hydro | Water |  | 7.8533 |  | 0.89649 | 78.5325 | 7.8532e-05
R1181 | Erie Blvd. Hydro - East Canada Capital | Beardslee 1 | F | 24051 | Little Falls | Herkimer | NY | 1924-01-01 | 10 | 9.5 | 9.5 | 10 | 10 |  | Conventional Hydro | Water |  | 24.7364 |  | 0.28238 | 247.3642 | 0.00024736
R1182 | Erie Blvd. Hydro - East Canada Capital | Beardslee 2 | F | 24051 | Little Falls | Herkimer | NY | 1924-01-01 | 10 | 9.5 | 9.5 | 10 | 10 |  | Conventional Hydro | Water |  | 35.5283 |  | 0.40557 | 355.2826 | 0.00035528
R1183 | Erie Blvd. Hydro - East Canada Capital | Ephratah 1 | F | 24051 | Caroga Lake | Fulton | NY | 1920-01-01 | 1.35 | 0.7 | 0.7 | 1.35 | 1.35 |  | Conventional Hydro | Water |  | 8e-05 |  | 6.7648e-06 | 0.0008 | 8e-10
R1184 | Erie Blvd. Hydro - East Canada Capital | Ephratah 2 | F | 24051 | Caroga Lake | Fulton | NY | 1911-01-01 | 1.2 | 0.6 | 0.6 | 1.2 | 1.2 |  | Conventional Hydro | Water |  | 2.2503 |  | 0.21407 | 22.5029 | 2.2503e-05
R1185 | Erie Blvd. Hydro - East Canada Capital | Ephratah 3 | F | 24051 | Caroga Lake | Fulton | NY | 1911-01-01 | 1.3 | 0 | 0 | 0 | 0 |  | Conventional Hydro | Water |  | 2.7388 |  | 0.2405 | 27.3878 | 2.7388e-05
R1186 | Erie Blvd. Hydro - East Canada Capital | Ephratah 4 | F | 24051 | Caroga Lake | Fulton | NY | 1911-01-01 | 1.3 | 0.7 | 0.7 | 1.3 | 1.3 |  | Conventional Hydro | Water |  | 2.5848 |  | 0.22697 | 25.8475 | 2.5847e-05
R1187 | Erie Blvd. Hydro - East Canada Mohawk | Inghams 1 | E | 24050 | Little Falls | Herkimer | NY | 1912-01-01 | 3.2 | 3.5 | 3.5 | 3.2 | 3.2 |  | Conventional Hydro | Water |  | 13.3653 |  | 0.47679 | 133.6527 | 0.00013365
R1188 | Erie Blvd. Hydro - East Canada Mohawk | Inghams 2 | E | 24050 | Little Falls | Herkimer | NY | 1912-01-01 | 3.2 | 3.5 | 3.5 | 3.2 | 3.2 |  | Conventional Hydro | Water |  | 16.646 |  | 0.59382 | 166.4596 | 0.00016646
R1189 | Erie Blvd. Hydro - Lower Hudson | Johnsonville 1 | F | 24059 | Johnsonville | Rensselaer | NY | 1909-01-01 | 1.2 | 1.3 | 1.3 | 1.2 | 1.2 |  | Conventional Hydro | Water |  | 2.9164 |  | 0.27744 | 29.164 | 2.9164e-05
R1190 | Erie Blvd. Hydro - Lower Hudson | Johnsonville 2 | F | 24059 | Johnsonville | Rensselaer | NY | 1909-01-01 | 1.2 | 1.3 | 1.3 | 1.2 | 1.2 |  | Conventional Hydro | Water |  | 3.7711 |  | 0.35874 | 37.7109 | 3.7711e-05
R1191 | Erie Blvd. Hydro - Lower Hudson | Schaghticoke 1 | F | 24059 | Schaghticoke | Rensselaer | NY | 1908-01-01 | 3.275 | 4.1 | 4.1 | 3.275 | 3.275 |  | Conventional Hydro | Water |  | 16.2411 |  | 0.56611 | 162.4106 | 0.00016241
R1192 | Erie Blvd. Hydro - Lower Hudson | Schaghticoke 2 | F | 24059 | Schaghticoke | Rensselaer | NY | 1908-01-01 | 3.275 | 4.1 | 4.1 | 3.275 | 3.275 |  | Conventional Hydro | Water |  | 12.932 |  | 0.45076 | 129.3196 | 0.00012932
R1193 | Erie Blvd. Hydro - Lower Hudson | Schaghticoke 3 | F | 24059 | Schaghticoke | Rensselaer | NY | 1908-01-01 | 3.275 | 4.1 | 4.1 | 3.275 | 3.275 |  | Conventional Hydro | Water |  | 14.8525 |  | 0.51771 | 148.5251 | 0.00014853
R1194 | Erie Blvd. Hydro - Lower Hudson | Schaghticoke 4 | F | 24059 | Schaghticoke | Rensselaer | NY | 1908-01-01 | 3.275 | 4.1 | 4.1 | 3.275 | 3.275 |  | Conventional Hydro | Water |  | 8.6155 |  | 0.30031 | 86.1551 | 8.6155e-05
R1195 | Erie Blvd. Hydro - Lower Hudson | School Street 1 | F | 24059 | Cohoes | Albany | NY | 1974-01-01 | 7.2 | 6.9 | 6.9 | 7.2 | 7.2 |  | Conventional Hydro | Water |  | 43.385 |  | 0.68786 | 433.85 | 0.00043385
R1196 | Erie Blvd. Hydro - Lower Hudson | School Street 2 | F | 24059 | Cohoes | Albany | NY | 1915-01-01 | 7.2 | 6.9 | 6.9 | 7.2 | 7.2 |  | Conventional Hydro | Water |  | 30.1563 |  | 0.47813 | 301.5634 | 0.00030156
R1197 | Erie Blvd. Hydro - Lower Hudson | School Street 3 | F | 24059 | Cohoes | Albany | NY | 1915-01-01 | 7.2 | 6.9 | 6.9 | 7.2 | 7.2 |  | Conventional Hydro | Water |  | 34.7168 |  | 0.55043 | 347.1677 | 0.00034717
R1198 | Erie Blvd. Hydro - Lower Hudson | School Street 4 | F | 24059 | Cohoes | Albany | NY | 1922-01-01 | 7.2 | 6.9 | 6.9 | 7.2 | 7.2 |  | Conventional Hydro | Water |  | 27.6733 |  | 0.43876 | 276.7328 | 0.00027673
R1199 | Erie Blvd. Hydro - Lower Hudson | School Street 5 | F | 24059 | Cohoes | Albany | NY | 1924-01-01 | 10 | 9.6 | 9.6 | 10 | 10 |  | Conventional Hydro | Water |  | 28.5289 |  | 0.32567 | 285.2893 | 0.00028529
R1200 | Erie Blvd. Hydro - Lower Hudson | Schuylerville | F | 24059 | Schuylerville | Saratoga | NY | 1919-01-01 | 1.2 | 1.5 | 1.5 | 1.2 | 1.2 |  | Conventional Hydro | Water |  | 6.7402 |  | 0.6412 | 67.4025 | 6.7402e-05
R1201 | Erie Blvd. Hydro - Lower Raquette | Colton 1 | E | 24057 | Colton | St Lawrence | NY | 1962-01-01 | 10 | 10 | 10 | 10 | 10 |  | Conventional Hydro | Water |  | 72.2595 |  | 0.82488 | 722.5953 | 0.0007226
R1202 | Erie Blvd. Hydro - Lower Raquette | Colton 2 | E | 24057 | Colton | St Lawrence | NY | 1918-01-01 | 10 | 10 | 10 | 10 | 10 |  | Conventional Hydro | Water |  | 73.7131 |  | 0.84147 | 737.1309 | 0.00073713
R1203 | Erie Blvd. Hydro - Lower Raquette | Colton 3 | E | 24057 | Colton | St Lawrence | NY | 1928-01-01 | 10 | 10 | 10 | 10 | 10 |  | Conventional Hydro | Water |  | 79.6863 |  | 0.90966 | 796.8632 | 0.00079686
R1204 | Erie Blvd. Hydro - Lower Raquette | East Norfolk | E | 24057 | East Norfolk | St Lawrence | NY | 1928-01-01 | 3.6 | 4 | 4 | 3 | 3.5 |  | Conventional Hydro | Water |  | 10.8043 |  | 0.3426 | 108.0426 | 0.00010804
R1205 | Erie Blvd. Hydro - Lower Raquette | Hannawa Falls 1 | E | 24057 | Hannawa Falls | St Lawrence | NY | 1914-01-01 | 3.6 | 3.7 | 3.7 | 3.6 | 3.6 |  | Conventional Hydro | Water |  | 28.2856 |  | 0.89693 | 282.8561 | 0.00028286
R1206 | Erie Blvd. Hydro - Lower Raquette | Hannawa Falls 2 | E | 24057 | Hannawa Falls | St Lawrence | NY | 1920-01-01 | 3.6 | 3.7 | 3.7 | 3.6 | 3.6 |  | Conventional Hydro | Water |  | 27.9245 |  | 0.88548 | 279.2448 | 0.00027924
R1207 | Erie Blvd. Hydro - Lower Raquette | Higley 1 | E | 24057 | Colton | St Lawrence | NY | 1913-01-01 | 1.2 | 1.1 | 1.1 | 1.2 | 1.2 |  | Conventional Hydro | Water |  | 10.8985 |  |  | 108.9845 | 0.00010898
R1208 | Erie Blvd. Hydro - Lower Raquette | Higley 2 | E | 24057 | Colton | St Lawrence | NY | 1913-01-01 | 1.2 | 1.1 | 1.1 | 1.2 | 1.2 |  | Conventional Hydro | Water |  | 9.5694 |  | 0.91033 | 95.6941 | 9.5694e-05
R1209 | Erie Blvd. Hydro - Lower Raquette | Higley 3 | E | 24057 | Colton | St Lawrence | NY | 1943-01-01 | 2.08 | 2 | 2 | 2.08 | 2.08 |  | Conventional Hydro | Water |  | 10.6873 |  | 0.58655 | 106.8732 | 0.00010687
R1210 | Erie Blvd. Hydro - Lower Raquette | Higley 4 | E | 24057 | Colton | St Lawrence | NY | 1943-01-01 | 2.08 | 2 | 2 | 2.08 | 2.08 |  | Conventional Hydro | Water |  | 11.0393 |  | 0.60586 | 110.3933 | 0.00011039
R1211 | Erie Blvd. Hydro - Lower Raquette | Norfolk | E | 24057 | Norfolk | St Lawrence | NY | 1928-01-01 | 4.5 | 4.8 | 4.8 | 4.5 | 4.5 |  | Conventional Hydro | Water |  | 29.8818 |  | 0.75804 | 298.8184 | 0.00029882
R1212 | Erie Blvd. Hydro - Lower Raquette | Norwood | E | 24057 | Norwood | St Lawrence | NY | 1928-01-01 | 2 | 2.2 | 2.2 | 2 | 2 |  | Conventional Hydro | Water |  | 14.3345 |  | 0.81818 | 143.3453 | 0.00014335
R1213 | Erie Blvd. Hydro - Lower Raquette | Raymondville | E | 24057 | Raymondville | St Lawrence | NY | 1928-01-01 | 2 | 2.1 | 2.1 | 2 | 2 |  | Conventional Hydro | Water |  | 13.0443 |  | 0.74454 | 130.4426 | 0.00013044
R1214 | Erie Blvd. Hydro - Lower Raquette | Sugar Island 1 | E | 24057 | Potsdam | St Lawrence | NY | 1924-01-01 | 2.5 | 2.1 | 2.1 | 2.6 | 2.6 |  | Conventional Hydro | Water |  | 15.2766 |  | 0.69756 | 152.7656 | 0.00015277
R1215 | Erie Blvd. Hydro - Lower Raquette | Sugar Island 2 | E | 24057 | Potsdam | St Lawrence | NY | 1924-01-01 | 2.5 | 2 | 2 | 2.4 | 2.4 |  | Conventional Hydro | Water |  | 16.5515 |  | 0.75578 | 165.5151 | 0.00016552
R1216 | Erie Blvd. Hydro - Lower Raquette | Yaleville 1 | E | 24057 | Norwood | St Lawrence | NY | 1940-01-01 | 0.5 | 0.2 | 0.2 | 0.5 | 0.5 |  | Conventional Hydro | Water |  | 1.8567 |  | 0.4239 | 18.567 | 1.8567e-05
R1217 | Erie Blvd. Hydro - Lower Raquette | Yaleville 2 | E | 24057 | Norwood | St Lawrence | NY | 1940-01-01 | 0.225 | 0.3 | 0.3 | 0.7 | 0.225 |  | Conventional Hydro | Water |  | 1.1336 |  | 0.57515 | 11.3362 | 1.1336e-05
R1218 | Erie Blvd. Hydro - North Salmon | Allens Falls | D | 24042 | Allens Falls | St Lawrence | NY | 1927-01-01 | 4.4 | 5 | 5 | 4.4 | 4.4 |  | Conventional Hydro | Water |  | 17.3341 |  | 0.44972 | 173.341 | 0.00017334
R1219 | Erie Blvd. Hydro - North Salmon | Chasm 1 | D | 24042 | Chateaugay | Franklin | NY | 1913-01-01 | 1 | 1.1 | 1.1 | 1 | 1 |  | Conventional Hydro | Water |  | 7.2989 |  | 0.83321 | 72.9888 | 7.2989e-05
R1220 | Erie Blvd. Hydro - North Salmon | Chasm 2 | D | 24042 | Chateaugay | Franklin | NY | 1913-01-01 | 1 | 1.1 | 1.1 | 1 | 1 |  | Conventional Hydro | Water |  | 6.3515 |  | 0.72506 | 63.5155 | 6.3515e-05
R1221 | Erie Blvd. Hydro - North Salmon | Chasm 3 | D | 24042 | Chateaugay | Franklin | NY | 1926-01-01 | 1.35 | 1.6 | 1.6 | 1.35 | 1.35 |  | Conventional Hydro | Water |  | 7.4329 |  | 0.62852 | 74.3289 | 7.4329e-05
R1222 | Erie Blvd. Hydro - North Salmon | Franklin 1 | D | 24042 | Franklin | Franklin | NY | 1911-01-01 | 1.135 | 1.1 | 1.1 | 1.135 | 1.135 |  | Conventional Hydro | Water |  | 6.0684 |  | 0.61035 | 60.6843 | 6.0684e-05
R1223 | Erie Blvd. Hydro - North Salmon | Franklin 2 | D | 24042 | Franklin | Franklin | NY | 1926-01-01 | 1.135 | 1.1 | 1.1 | 1.135 | 1.135 |  | Conventional Hydro | Water |  | 6.4165 |  | 0.64535 | 64.1648 | 6.4165e-05
R1224 | Erie Blvd. Hydro - North Salmon | Macomb | D | 24042 | Malone | Franklin | NY | 1940-01-01 | 1 | 0.9 | 0.9 | 1 | 1 |  | Conventional Hydro | Water |  | 6.2682 |  | 0.71555 | 62.6824 | 6.2682e-05
R1225 | Erie Blvd. Hydro - North Salmon | Parishville | D | 24042 | Parishville | St Lawrence | NY | 1925-01-01 | 2.4 | 2.3 | 2.3 | 2.4 | 2.4 |  | Conventional Hydro | Water |  | 17.6471 |  | 0.83938 | 176.4711 | 0.00017647
R1226 | Erie Blvd. Hydro - North Salmon | Piercefield 1 | D | 24042 | Piercefield | St Lawrence | NY | 1957-01-01 | 1.5 | 1.6 | 1.6 | 1.5 | 1.5 |  | Conventional Hydro | Water |  | 11.4608 |  | 0.87221 | 114.6082 | 0.00011461
R1227 | Erie Blvd. Hydro - North Salmon | Piercefield 2 | D | 24042 | Piercefield | St Lawrence | NY | 1924-01-01 | 0.6 | 0.6 | 0.6 | 0.6 | 0.6 |  | Conventional Hydro | Water |  | 4.5132 |  | 0.85867 | 45.1315 | 4.5131e-05
R1228 | Erie Blvd. Hydro - North Salmon | Piercefield 3 | D | 24042 | Piercefield | St Lawrence | NY | 1924-01-01 | 0.6 | 0.6 | 0.6 | 0.6 | 0.6 |  | Conventional Hydro | Water |  | 3.0879 |  | 0.58751 | 30.8793 | 3.0879e-05
R1229 | Erie Blvd. Hydro - NYS Barge | Hydraulic Race | A | 23848 | Lockport | Niagara | NY | 1942-01-01 | 4.68 | 3.1 | 3.1 | 4.7 | 4.7 |  | Conventional Hydro | Water |  | 9.3107 |  | 0.22711 | 93.1067 | 9.3107e-05
R1230 | Erie Blvd. Hydro - Oak Orchard | Glenwood 1 | B | 24046 | Medina | Orleans | NY | 1950-01-01 | 0.5 | 0.5 | 0.5 | 0.5 | 0.5 |  | Conventional Hydro | Water |  | 2.9653 |  | 0.67702 | 29.6533 | 2.9653e-05
R1231 | Erie Blvd. Hydro - Oak Orchard | Glenwood 2 | B | 24046 | Medina | Orleans | NY | 1950-01-01 | 0.5 | 0.5 | 0.5 | 0.5 | 0.5 |  | Conventional Hydro | Water |  | 3.2233 |  | 0.73592 | 32.2331 | 3.2233e-05
R1232 | Erie Blvd. Hydro - Oak Orchard | Glenwood 3 | B | 24046 | Medina | Orleans | NY | 1950-01-01 | 0.5 | 0.5 | 0.5 | 0.5 | 0.5 |  | Conventional Hydro | Water |  | 3.0929 |  | 0.70615 | 30.9293 | 3.0929e-05
R1233 | Erie Blvd. Hydro - Oak Orchard | Oak Orchard | B | 24046 | Waterport | Orleans | NY | 1941-01-01 | 0.35 | 0.3 | 0.3 | 0.35 | 0.35 |  | Conventional Hydro | Water
R1234 | Erie Blvd. Hydro - Oak Orchard | Waterport 1 | B | 24046 | Waterport | Orleans | NY | 1941-01-01 | 2.25 | 1.6 | 1.6 | 2.25 | 2.25 |  | Conventional Hydro | Water |  | 9.511 |  | 0.48255 | 95.1101 | 9.511e-05
R1235 | Erie Blvd. Hydro - Oak Orchard | Waterport 2 | B | 24046 | Waterport | Orleans | NY | 1968-01-01 | 2.45 | 1.8 | 1.8 | 2.45 | 2.45 |  | Conventional Hydro | Water |  | 9.1934 |  | 0.42836 | 91.934 | 9.1934e-05
R1236 | Erie Blvd. Hydro - Oswegatchie | Browns Falls 1 | E | 24044 | Oswegatchie | St Lawrence | NY | 1923-01-01 | 7.5 | 8 | 8 | 7.5 | 7.5 |  | Conventional Hydro | Water |  | 41.6887 |  | 0.63453 | 416.8869 | 0.00041689
R1237 | Erie Blvd. Hydro - Oswegatchie | Browns Falls 2 | E | 24044 | Oswegatchie | St Lawrence | NY | 1923-01-01 | 7.5 | 8 | 8 | 7.5 | 7.5 |  | Conventional Hydro | Water |  | 29.2067 |  | 0.44455 | 292.0672 | 0.00029207
R1238 | Erie Blvd. Hydro - Oswegatchie | Eel Weir 1 | E | 24044 | Heuvelton | St Lawrence | NY | 1928-01-01 | 0.5 | 0.3 | 0.3 | 0.5 | 0.5 |  | Conventional Hydro | Water |  | 2.3427 |  | 0.53486 | 23.427 | 2.3427e-05
R1239 | Erie Blvd. Hydro - Oswegatchie | Eel Weir 2 | E | 24044 | Heuvelton | St Lawrence | NY | 1938-01-01 | 1.1 | 0.8 | 0.8 | 1.1 | 1.1 |  | Conventional Hydro | Water |  | 3.7348 |  | 0.38759 | 37.3485 | 3.7349e-05
R1240 | Erie Blvd. Hydro - Oswegatchie | Eel Weir 3 | E | 24044 | Heuvelton | St Lawrence | NY | 1938-01-01 | 1.1 | 0.8 | 0.8 | 1.1 | 1.1 |  | Conventional Hydro | Water |  | 4.557 |  | 0.47291 | 45.5698 | 4.557e-05
R1241 | Erie Blvd. Hydro - Oswegatchie | Flat Rock 1 | E | 24044 | Flat Rock | St Lawrence | NY | 1924-01-01 | 3 | 2.6 | 2.6 | 3 | 3 |  | Conventional Hydro | Water |  | 14.1289 |  | 0.53763 | 141.2888 | 0.00014129
R1242 | Erie Blvd. Hydro - Oswegatchie | Flat Rock 2 | E | 24044 | Flat Rock | St Lawrence | NY | 1924-01-01 | 3 | 2.6 | 2.6 | 3 | 3 |  | Conventional Hydro | Water |  | 10.0879 |  | 0.38386 | 100.8792 | 0.00010088
R1243 | Erie Blvd. Hydro - Oswegatchie | Heuvelton 1 | E | 24044 | Heuvelton | St Lawrence | NY | 1924-01-01 | 0.52 | 0.4 | 0.4 | 0.52 | 0.52 |  | Conventional Hydro | Water |  | 2.2923 |  | 0.50323 | 22.923 | 2.2923e-05
R1244 | Erie Blvd. Hydro - Oswegatchie | Heuvelton 2 | E | 24044 | Heuvelton | St Lawrence | NY | 1924-01-01 | 0.52 | 0.4 | 0.4 | 0.52 | 0.52 |  | Conventional Hydro | Water |  | 1.6507 |  | 0.36238 | 16.5073 | 1.6507e-05
R1245 | Erie Blvd. Hydro - Oswegatchie | Lower Newton Falls 1 | E | 24044 | Newton Falls | St Lawrence | NY | 2002-07-01 | 0.5 | 0.6 | 0.6 | 0.5 | 0.5 |  | Conventional Hydro | Water |  | 3.5661 |  | 0.81418 | 35.6611 | 3.5661e-05
R1246 | Erie Blvd. Hydro - Oswegatchie | Oswegatchie 1 | E | 24044 | Oswegatchie | St Lawrence | NY | 1937-01-01 | 0.56 | 1.3 | 1.3 | 0.56 | 0.56 |  | Conventional Hydro | Water |  | 6.248 |  |  | 62.4799 | 6.248e-05
R1247 | Erie Blvd. Hydro - Oswegatchie | Oswegatchie 2 | E | 24044 | Oswegatchie | St Lawrence | NY | 1937-01-01 | 0.24 | 0.5 | 0.5 | 0.24 | 0.24 |  | Conventional Hydro | Water |  | 4.9691 |  |  | 49.6914 | 4.9691e-05
R1248 | Erie Blvd. Hydro - Oswegatchie | South Edwards 1 | E | 24044 | South Edwards | St Lawrence | NY | 1937-01-01 | 1 | 1.2 | 1.2 | 1 | 1 |  | Conventional Hydro | Water |  | 9.066 |  |  | 90.6602 | 9.066e-05
R1249 | Erie Blvd. Hydro - Oswegatchie | South Edwards 2 | E | 24044 | South Edwards | St Lawrence | NY | 1937-01-01 | 1 | 1.2 | 1.2 | 1 | 1 |  | Conventional Hydro | Water |  | 8.179 |  | 0.93368 | 81.7903 | 8.179e-05
R1250 | Erie Blvd. Hydro - Oswegatchie | South Edwards 3 | E | 24044 | South Edwards | St Lawrence | NY | 1921-01-01 | 0.68 | 0.8 | 0.8 | 0.68 | 0.68 |  | Conventional Hydro | Water |  | 5.6102 |  | 0.94181 | 56.1017 | 5.6102e-05
R1251 | Erie Blvd. Hydro - Oswegatchie | South Edwards 4 | E | 24044 | South Edwards | St Lawrence | NY | 1937-01-01 | 0.2 | 0.2 | 0.2 | 0.2 | 0.2 |  | Conventional Hydro | Water |  | 2.2224 |  |  | 22.2239 | 2.2224e-05
R1252 | Erie Blvd. Hydro - Oswegatchie | Talcville 1 | E | 24044 | Edwards | St Lawrence | NY | 1986-12-01 | 0.5 | 0.4 | 0.4 | 0.5 | 0.5 |  | Conventional Hydro | Water |  | 5.4934 |  |  | 54.9335 | 5.4934e-05
R1253 | Erie Blvd. Hydro - Oswegatchie | Talcville 2 | E | 24044 | Edwards | St Lawrence | NY | 1986-12-01 | 0.5 | 0.4 | 0.4 | 0.5 | 0.5 |  | Conventional Hydro | Water |  | 0.44103 |  | 0.10069 | 4.4103 | 4.4103e-06
R1254 | Erie Blvd. Hydro - Oswegatchie | Upper Newton Falls 2 | E | 24044 | Newton Falls | St Lawrence | NY | 2002-07-01 | 0.5 | 0.4 | 0.4 | 0.5 | 0.5 |  | Conventional Hydro | Water |  | 4.3301 |  | 0.98861 | 43.3009 | 4.3301e-05
R1255 | Erie Blvd. Hydro - Oswegatchie | Upper Newton Falls 3 | E | 24044 | Newton Falls | St Lawrence | NY | 2002-07-01 | 0.5 | 0.4 | 0.4 | 0.5 | 0.5 |  | Conventional Hydro | Water |  | 3.9059 |  | 0.89175 | 39.0585 | 3.9059e-05
R1256 | Erie Blvd. Hydro - Oswegatchie | Upper Newton Falls 4 | E | 24044 | Newton Falls | St Lawrence | NY | 2002-07-01 | 0.5 | 0.4 | 0.4 | 0.5 | 0.5 |  | Conventional Hydro | Water |  | 1.4629 |  | 0.33399 | 14.6286 | 1.4629e-05
R1257 | Erie Blvd. Hydro - Seneca Oswego | Baldwinsville 1 | C | 24041 | Baldwinsville | Onondaga | NY | 1927-01-01 | 0.32 | 0.2 | 0.2 | 0.33195 | 0.33195 |  | Conventional Hydro | Water |  | 2.0818 |  | 0.74265 | 20.8179 | 2.0818e-05
R1258 | Erie Blvd. Hydro - Seneca Oswego | Baldwinsville 2 | C | 24041 | Baldwinsville | Onondaga | NY | 1927-01-01 | 0.32 | 0.2 | 0.2 | 0.33195 | 0.33195 |  | Conventional Hydro | Water |  | 0.88746 |  | 0.31659 | 8.8746 | 8.8746e-06
R1259 | Erie Blvd. Hydro - Seneca Oswego | Fulton 1 | C | 24041 | Fulton | Oswego | NY | 1924-01-01 | 0.8 | 0.8 | 0.8 | 0.8 | 0.8 |  | Conventional Hydro | Water |  |  | ( 4 ) ( D )
R1260 | Erie Blvd. Hydro - Seneca Oswego | Fulton 2 | C | 24041 | Fulton | Oswego | NY | 1928-01-01 | 0.45 | 0.4 | 0.4 | 0.45 | 0.45 |  | Conventional Hydro | Water |  |  | ( 5 ) ( D )
R1261 | Erie Blvd. Hydro - Seneca Oswego | Granby 1 | C | 24041 | Granby | Oswego | NY | 1983-05-01 | 5 | 5.1 | 5.1 | 5.1868 | 5.1868 |  | Conventional Hydro | Water |  | 25.4703 |  | 0.58151 | 254.7026 | 0.0002547
R1262 | Erie Blvd. Hydro - Seneca Oswego | Granby 2 | C | 24041 | Granby | Oswego | NY | 1983-05-01 | 5 | 5.1 | 5.1 | 5.1868 | 5.1868 |  | Conventional Hydro | Water |  | 26.5299 |  | 0.6057 | 265.2986 | 0.0002653
R1263 | Erie Blvd. Hydro - Seneca Oswego | Minetto 2 | C | 24041 | Minetto | Oswego | NY | 1915-01-01 | 1.6 | 1.5 | 1.5 | 1.6598 | 1.6598 |  | Conventional Hydro | Water |  | 8.5659 |  | 0.61115 | 85.6591 | 8.5659e-05
R1264 | Erie Blvd. Hydro - Seneca Oswego | Minetto 3 | C | 24041 | Minetto | Oswego | NY | 1915-01-01 | 1.6 | 1.5 | 1.5 | 1.6598 | 1.6598 |  | Conventional Hydro | Water |  | 8.736 |  | 0.62329 | 87.3601 | 8.736e-05
R1265 | Erie Blvd. Hydro - Seneca Oswego | Minetto 4 | C | 24041 | Minetto | Oswego | NY | 1915-01-01 | 1.6 | 1.5 | 1.5 | 1.6598 | 1.6598 |  | Conventional Hydro | Water |  | 6.9818 |  | 0.49813 | 69.8181 | 6.9818e-05
R1266 | Erie Blvd. Hydro - Seneca Oswego | Minetto 5 | C | 24041 | Minetto | Oswego | NY | 1975-01-01 | 1.6 | 1.5 | 1.5 | 1.6598 | 1.6598 |  | Conventional Hydro | Water |  | 6.4824 |  | 0.4625 | 64.824 | 6.4824e-05
R1267 | Erie Blvd. Hydro - Seneca Oswego | Minetto 6 | C | 24041 | Minetto | Oswego | NY | 1975-01-01 | 1.6 | 1.5 | 1.5 | 1.6598 | 1.6598 |  | Conventional Hydro | Water |  | 7.1939 |  | 0.51326 | 71.9392 | 7.1939e-05
R1268 | Erie Blvd. Hydro - Seneca Oswego | Oswego Falls E 1 | C | 24041 | Oswego | Oswego | NY | 1914-01-01 | 1.53 | 1.5 | 1.5 | 1.5872 | 1.5872 |  | Conventional Hydro | Water |  | 9.1156 |  | 0.68012 | 91.1557 | 9.1156e-05
R1269 | Erie Blvd. Hydro - Seneca Oswego | Oswego Falls E 2 | C | 24041 | Oswego | Oswego | NY | 1914-01-01 | 1.53 | 1.5 | 1.5 | 1.5872 | 1.5872 |  | Conventional Hydro | Water |  | 8.6529 |  | 0.64561 | 86.5292 | 8.6529e-05
R1270 | Erie Blvd. Hydro - Seneca Oswego | Oswego Falls E 3 | C | 24041 | Oswego | Oswego | NY | 1914-01-01 | 1.53 | 1.5 | 1.5 | 1.5872 | 1.5872 |  | Conventional Hydro | Water |  | 10.0391 |  | 0.74903 | 100.391 | 0.00010039
R1271 | Erie Blvd. Hydro - Seneca Oswego | Oswego Falls W 4 | C | 24041 | Oswego | Oswego | NY | 1914-01-01 | 0.9 | 1 | 1 | 0.93362 | 0.93362 |  | Conventional Hydro | Water |  | 5.0649 |  | 0.64242 | 50.6486 | 5.0649e-05
R1272 | Erie Blvd. Hydro - Seneca Oswego | Oswego Falls W 5 | C | 24041 | Oswego | Oswego | NY | 1914-01-01 | 0.9 | 1 | 1 | 0.93362 | 0.93362 |  | Conventional Hydro | Water |  | 4.8083 |  | 0.60988 | 48.0833 | 4.8083e-05
R1273 | Erie Blvd. Hydro - Seneca Oswego | Oswego Falls W 6 | C | 24041 | Oswego | Oswego | NY | 2007-01-01 | 0.5 | 0.5 | 0.5 | 0.51868 | 0.51868 |  | Conventional Hydro | Water |  | 1.3798 |  | 0.31503 | 13.7981 | 1.3798e-05
R1274 | Erie Blvd. Hydro - Seneca Oswego | Oswego Falls W 7 | C | 24041 | Oswego | Oswego | NY | 2007-01-01 | 0.5 | 0.5 | 0.5 | 0.51868 | 0.51868 |  | Conventional Hydro | Water |  | 1.104 |  | 0.25206 | 11.0403 | 1.104e-05
R1275 | Erie Blvd. Hydro - Seneca Oswego | Varick 2 | C | 24041 | Oswego | Oswego | NY | 1926-01-01 | 2.2 | 1.9 | 1.9 | 2.2822 | 2.2822 |  | Conventional Hydro | Water |  | 8.8959 |  | 0.4616 | 88.959 | 8.8959e-05
R1276 | Erie Blvd. Hydro - Seneca Oswego | Varick 3 | C | 24041 | Oswego | Oswego | NY | 1926-01-01 | 2.2 | 2.1 | 2.1 | 2.2822 | 2.2822 |  | Conventional Hydro | Water |  | 6.5673 |  | 0.34077 | 65.6733 | 6.5673e-05
R1277 | Erie Blvd. Hydro - Seneca Oswego | Varick 4 | C | 24041 | Oswego | Oswego | NY | 1926-01-01 | 2.2 | 1.9 | 1.9 | 2.2822 | 2.2822 |  | Conventional Hydro | Water |  | 5.8846 |  | 0.30535 | 58.8463 | 5.8846e-05
R1278 | Erie Blvd. Hydro - Seneca Oswego | Varick 5 | C | 24041 | Oswego | Oswego | NY | 1926-01-01 | 2.2 | 1.9 | 1.9 | 2.2822 | 2.2822 |  | Conventional Hydro | Water |  | 8.7186 |  | 0.4524 | 87.1862 | 8.7186e-05
R1279 | Erie Blvd. Hydro - South Salmon | Bennetts Bridge 1 | C | 24043 | Altmar | Oswego | NY | 1964-01-01 | 6.375 | 7 | 7 | 6.375 | 6.375 |  | Conventional Hydro | Water |  | 11.5331 |  | 0.20652 | 115.3309 | 0.00011533
R1280 | Erie Blvd. Hydro - South Salmon | Bennetts Bridge 2 | C | 24043 | Altmar | Oswego | NY | 1966-01-01 | 6.375 | 7 | 7 | 6.375 | 6.375 |  | Conventional Hydro | Water |  | 18.8475 |  | 0.3375 | 188.4749 | 0.00018847
R1281 | Erie Blvd. Hydro - South Salmon | Bennetts Bridge 3 | C | 24043 | Altmar | Oswego | NY | 1970-01-01 | 7 | 7.7 | 7.7 | 7 | 7 |  | Conventional Hydro | Water |  | 38.0343 |  | 0.62026 | 380.3426 | 0.00038034
R1282 | Erie Blvd. Hydro - South Salmon | Bennetts Bridge 4 | C | 24043 | Altmar | Oswego | NY | 1970-01-01 | 7 | 7.7 | 7.7 | 7 | 7 |  | Conventional Hydro | Water |  | 45.7477 |  | 0.74605 | 457.4771 | 0.00045748
R1283 | Erie Blvd. Hydro - South Salmon | Lighthouse Hill 1 | C | 24043 | Altmar | Oswego | NY | 1930-01-01 | 3.75 | 4.1 | 4.1 | 3.75 | 3.75 |  | Conventional Hydro | Water |  | 18.148 |  | 0.55245 | 181.4797 | 0.00018148
R1284 | Erie Blvd. Hydro - South Salmon | Lighthouse Hill 2 | C | 24043 | Altmar | Oswego | NY | 1930-01-01 | 3.75 | 4.1 | 4.1 | 3.75 | 3.75 |  | Conventional Hydro | Water |  | 11.2438 |  | 0.34228 | 112.4381 | 0.00011244
R1285 | Erie Blvd. Hydro - Upper Hudson | E J West 1 | F | 24058 | Hadley | Saratoga | NY | 1930-01-01 | 10 | 11.9 | 11.9 | 10 | 10 |  | Conventional Hydro | Water |  | 36.7393 |  | 0.4194 | 367.3932 | 0.00036739
R1286 | Erie Blvd. Hydro - Upper Hudson | E J West 2 | F | 24058 | Hadley | Saratoga | NY | 1930-01-01 | 10 | 11.9 | 11.9 | 10 | 10 |  | Conventional Hydro | Water |  | 40.9685 |  | 0.46768 | 409.685 | 0.00040969
R1287 | Erie Blvd. Hydro - Upper Hudson | Feeder Dam 1 | F | 24058 | S Glens Falls | Saratoga | NY | 1924-01-01 | 1.2 | 0.9 | 0.9 | 1.2 | 1.2 |  | Conventional Hydro | Water |  | 6.5302 |  | 0.62121 | 65.3021 | 6.5302e-05
R1288 | Erie Blvd. Hydro - Upper Hudson | Feeder Dam 2 | F | 24058 | S Glens Falls | Saratoga | NY | 1924-01-01 | 1.2 | 0.9 | 0.9 | 1.2 | 1.2 |  | Conventional Hydro | Water |  | 6.0861 |  | 0.57896 | 60.8606 | 6.0861e-05
R1289 | Erie Blvd. Hydro - Upper Hudson | Feeder Dam 3 | F | 24058 | S Glens Falls | Saratoga | NY | 1924-01-01 | 1.2 | 0.9 | 0.9 | 1.2 | 1.2 |  | Conventional Hydro | Water |  | 5.9175 |  | 0.56293 | 59.1749 | 5.9175e-05
R1290 | Erie Blvd. Hydro - Upper Hudson | Feeder Dam 4 | F | 24058 | S Glens Falls | Saratoga | NY | 1924-01-01 | 1.2 | 0.9 | 0.9 | 1.2 | 1.2 |  | Conventional Hydro | Water |  | 7.466 |  | 0.71024 | 74.6601 | 7.466e-05
R1291 | Erie Blvd. Hydro - Upper Hudson | Feeder Dam 5 | F | 24058 | S Glens Falls | Saratoga | NY | 1924-01-01 | 1.2 | 0.9 | 0.9 | 1.2 | 1.2 |  | Conventional Hydro | Water |  | 3.6543 |  | 0.34763 | 36.5426 | 3.6543e-05
R1292 | Erie Blvd. Hydro - Upper Hudson | Sherman Island 1 | F | 24058 | Queensbury | Warren | NY | 2009-03-01 | 8 | 0 | 0 | 0 | 0 |  | Conventional Hydro | Water |  | 37.2449 |  | 0.53146 | 372.4491 | 0.00037245
R1293 | Erie Blvd. Hydro - Upper Hudson | Sherman Island 2 | F | 24058 | Queensbury | Warren | NY | 1923-01-01 | 7.2 | 8.1 | 8.1 | 7.2 | 7.2 |  | Conventional Hydro | Water |  | 43.1736 |  | 0.68451 | 431.7361 | 0.00043174
R1294 | Erie Blvd. Hydro - Upper Hudson | Sherman Island 3 | F | 24058 | Queensbury | Warren | NY | 1923-01-01 | 8.7 | 9.7 | 9.7 | 8.7 | 8.7 |  | Conventional Hydro | Water |  | 47.6208 |  | 0.62485 | 476.2079 | 0.00047621
R1295 | Erie Blvd. Hydro - Upper Hudson | Sherman Island 4 | F | 24058 | Queensbury | Warren | NY | 1923-01-01 | 7.2 | 8.1 | 8.1 | 7.2 | 7.2 |  | Conventional Hydro | Water |  | 39.56 |  | 0.62722 | 395.6 | 0.0003956
R1296 | Erie Blvd. Hydro - Upper Hudson | Sherman Island 5 | F | 24058 | Queensbury | Warren | NY | 1923-01-01 | 7.2 | 8.1 | 8.1 | 7.2 | 7.2 |  | Conventional Hydro | Water |  | 29.4899 |  | 0.46756 | 294.8986 | 0.0002949
R1297 | Erie Blvd. Hydro - Upper Hudson | Sherman Island 6 | F | 24058 | Queensbury | Warren | NY | 2009-02-02 | 1.3 | 0 | 0 | 0 | 0 |  | Conventional Hydro | Water |  | 9.1307 |  | 0.80178 | 91.3068 | 9.1307e-05
R1298 | Erie Blvd. Hydro - Upper Hudson | Spier Falls 1 | F | 24058 | Moreau | Saratoga | NY | 1924-01-01 | 6.8 | 8.4 | 8.4 | 6.8 | 6.8 |  | Conventional Hydro | Water |  | 43.768 |  | 0.73476 | 437.6803 | 0.00043768
R1299 | Erie Blvd. Hydro - Upper Hudson | Spier Falls 2 | F | 24058 | Moreau | Saratoga | NY | 1930-01-01 | 37.6 | 46.9 | 46.9 | 37.6 | 37.6 |  | Conventional Hydro | Water |  | 219.37 |  | 0.66602 | 2193.7005 | 0.0021937
R1300 | Erie Blvd. Hydro - Upper Hudson | Stewarts Bridge 1 | F | 24058 | Hadley | Saratoga | NY | 1952-01-01 | 30 | 35.8 | 35.8 | 30 | 30 |  | Conventional Hydro | Water |  | 138.1541 |  | 0.5257 | 1381.5415 | 0.0013815
R1301 | Erie Blvd. Hydro - Upper Hudson | Stewarts Bridge 2 | F | 24058 | Hadley | Saratoga | NY | 2013-06-01 | 2.5 | 0 | 0 | 0 | 0 |  | Conventional Hydro | Water |  | 20.6054 |  | 0.94089 | 206.0543 | 0.00020605
R1302 | Erie Blvd. Hydro - Upper Raquette | Blake | E | 24056 | Stark | St Lawrence | NY | 1957-01-01 | 14.4 | 15.6 | 15.6 | 14.4 | 14.4 |  | Conventional Hydro | Water |  | 75.8561 |  | 0.60135 | 758.5607 | 0.00075856
R1303 | Erie Blvd. Hydro - Upper Raquette | Five Falls | E | 24056 | Colton | St Lawrence | NY | 1955-01-01 | 22.5 | 24.4 | 24.4 | 22.5 | 22.5 |  | Conventional Hydro | Water |  | 118.0437 |  | 0.5989 | 1180.4366 | 0.0011804
R1304 | Erie Blvd. Hydro - Upper Raquette | Rainbow Falls | E | 24056 | Colton | St Lawrence | NY | 1956-01-01 | 22.5 | 24.4 | 24.4 | 22.5 | 22.5 |  | Conventional Hydro | Water |  | 125.8688 |  | 0.6386 | 1258.6884 | 0.0012587
R1305 | Erie Blvd. Hydro - Upper Raquette | South Colton | E | 24056 | South Colton | St Lawrence | NY | 1954-01-01 | 19.35 | 20.9 | 20.9 | 19.35 | 19.35 |  | Conventional Hydro | Water |  | 104.1797 |  | 0.61461 | 1041.7974 | 0.0010418
R1306 | Erie Blvd. Hydro - Upper Raquette | Stark | E | 24056 | Stark | St Lawrence | NY | 1957-01-01 | 22.5 | 24.6 | 24.6 | 22.5 | 22.5 |  | Conventional Hydro | Water |  | 116.9134 |  | 0.59317 | 1169.1339 | 0.0011691
R1307 | Erie Blvd. Hydro - West Canada | Prospect | E | 24049 | Prospect | Herkimer | NY | 1959-01-01 | 17.32 | 21.7 | 21.7 | 17.32 | 17.32 |  | Conventional Hydro | Water |  | 88.0675 |  | 0.58045 | 880.6746 | 0.00088067
R1308 | Erie Blvd. Hydro - West Canada | Trenton Falls 5 | E | 24049 | Trenton | Oneida | NY | 1919-01-01 | 6.8 | 9.6 | 9.6 | 6.8 | 6.8 |  | Conventional Hydro | Water |  | 54.2574 |  | 0.91085 | 542.5743 | 0.00054257
R1309 | Erie Blvd. Hydro - West Canada | Trenton Falls 6 | E | 24049 | Trenton | Oneida | NY | 1919-01-01 | 6.4 | 9.1 | 9.1 | 6.4 | 6.4 |  | Conventional Hydro | Water |  | 53.9646 |  | 0.96255 | 539.6465 | 0.00053965
R1310 | Erie Blvd. Hydro - West Canada | Trenton Falls 7 | E | 24049 | Trenton | Oneida | NY | 1922-01-01 | 6.4 | 9.1 | 9.1 | 6.4 | 6.4 |  | Conventional Hydro | Water |  | 40.8393 |  | 0.72844 | 408.3933 | 0.00040839
R1311 | Erie Blvd. Hydropower LP | West Delaware Hydro | G | 323627 | Grahamsville | Sullivan | NY | 1988-12-01 | 7.5 | 7.5 | 7.5 | 7.5 | 7.5 |  | Conventional Hydro | Water |  | 28.888 |  | 0.4397 | 288.88 | 0.00028888
R1445 | New York Power Authority | Ashokan 1 | G | 23654 | Ashokan | Ulster | NY | 1982-11-01 | 2.3 | 1.8 | 1.8 | 2.3 | 2.3 |  | Conventional Hydro | Water |  | 4.8912 |  | 0.24276 | 48.9116 | 4.8912e-05
R1446 | New York Power Authority | Ashokan 2 | G | 23654 | Ashokan | Ulster | NY | 1982-11-01 | 2.3 | 1.8 | 1.8 | 2.3 | 2.3 |  | Conventional Hydro | Water |  | 8.2521 |  | 0.40957 | 82.5207 | 8.2521e-05
R1454 | New York Power Authority | Crescent 1 | F | 24018 | Crescent | Albany | NY | 1991-07-01 | 2.8 | 3.2 | 3.2 | 2.8 | 2.8 |  | Conventional Hydro | Water |  | 14.0905 |  | 0.57446 | 140.9047 | 0.0001409
R1455 | New York Power Authority | Crescent 2 | F | 24018 | Crescent | Albany | NY | 1991-07-01 | 2.8 | 3.2 | 3.2 | 2.8 | 2.8 |  | Conventional Hydro | Water |  | 16.9171 |  | 0.68971 | 169.171 | 0.00016917
R1456 | New York Power Authority | Crescent 3 | F | 24018 | Crescent | Albany | NY | 1991-07-01 | 3 | 3.2 | 3.2 | 3 | 3 |  | Conventional Hydro | Water |  | 16.9937 |  | 0.64664 | 169.9373 | 0.00016994
R1457 | New York Power Authority | Crescent 4 | F | 24018 | Crescent | Albany | NY | 1991-07-01 | 3 | 3.2 | 3.2 | 3 | 3 |  | Conventional Hydro | Water |  | 18.4508 |  | 0.70209 | 184.5082 | 0.00018451
R1461 | New York Power Authority | Grahamsville | G | 23607 | Grahamsville | Sullivan | NY | 1956-12-01 | 18 | 16.3 | 16.3 | 18 | 18 |  | Conventional Hydro | Water |  | 87.3646 |  | 0.55406 | 873.646 | 0.00087365
R1469 | New York Power Authority | Jarvis 1 | E | 23743 | Hinckley | Oneida | NY | 1991-07-01 | 4.5 | 4.5 | 4.5 | 4.5 | 4.5 |  | Conventional Hydro | Water |  | 16.4946 |  | 0.41843 | 164.9462 | 0.00016495
R1470 | New York Power Authority | Jarvis 2 | E | 23743 | Hinckley | Oneida | NY | 1991-07-01 | 4.5 | 4.5 | 4.5 | 4.5 | 4.5 |  | Conventional Hydro | Water |  | 20.5667 |  | 0.52173 | 205.6671 | 0.00020567
R1473 | New York Power Authority | Moses Niagara (Fleet) | A | 23760 | Niagara Falls | Niagara | NY | 1961-01-01 | 2860 | 2460 | 2460 | 2435 | 2435 |  | Conventional Hydro | Water |  | 15785.728 |  | 0.63008 | 157857.28 | 0.15786
R1474 | New York Power Authority | Neversink | G | 23608 | Grahamsville | Sullivan | NY | 1953-12-01 | 25 | 22 | 22 | 25 | 25 |  | Conventional Hydro | Water |  | 27.4139 |  | 0.12518 | 274.139 | 0.00027414
R1476 | New York Power Authority | St Lawrence - FDR (Fleet) | D | 23600 | Massena | St Lawrence | NY | 1958-07-01 | 1088 | 856 | 856 | 856 | 827 |  | Conventional Hydro | Water |  | 7651.485 |  | 0.80281 | 76514.85 | 0.076515
R1479 | New York Power Authority | Vischer Ferry 1 | F | 24020 | Vischer Ferry | Saratoga | NY | 1991-07-01 | 2.8 | 3.2 | 3.2 | 2.8 | 2.9 |  | Conventional Hydro | Water |  | 6.4367 |  | 0.26242 | 64.3671 | 6.4367e-05
R1480 | New York Power Authority | Vischer Ferry 2 | F | 24020 | Vischer Ferry | Saratoga | NY | 1991-07-01 | 2.8 | 3.2 | 3.2 | 2.8 | 2.9 |  | Conventional Hydro | Water |  | 11.9365 |  | 0.48665 | 119.3653 | 0.00011937
R1481 | New York Power Authority | Vischer Ferry 3 | F | 24020 | Vischer Ferry | Saratoga | NY | 1991-07-01 | 3 | 3.2 | 3.2 | 3 | 2.9 |  | Conventional Hydro | Water |  | 14.704 |  | 0.55951 | 147.0401 | 0.00014704
R1482 | New York Power Authority | Vischer Ferry 4 | F | 24020 | Vischer Ferry | Saratoga | NY | 1991-07-01 | 3 | 3.2 | 3.2 | 3 | 2.9 |  | Conventional Hydro | Water |  | 16.6869 |  | 0.63497 | 166.869 | 0.00016687
R1484 | New York State Elec. & Gas Corp. | Alice Falls 1 | D | 23915 | Ausable | Clinton | NY | 1991-11-01 | 1.5 | 1.6 | 1.6 | 0 | 0 |  | Conventional Hydro | Water
R1485 | New York State Elec. & Gas Corp. | Alice Falls 2 | D | 23915 | Ausable | Clinton | NY | 1991-11-01 | 0.6 | 0.6 | 0.6 | 0 | 0 |  | Conventional Hydro | Water
R1486 | New York State Elec. & Gas Corp. | Allegheny 8 | C | 23528 | Kittanning PA | Armstrong | PA | 1990-10-01 | 16 | 14.7 | 14.7 | 16 | 16 |  | Conventional Hydro | Water |  | 93.694 |  | 0.66848 | 936.94 | 0.00093694
R1487 | New York State Elec. & Gas Corp. | Allegheny 9 | C | 23528 | Kittanning PA | Armstrong | PA | 1990-10-01 | 22 | 20.2 | 20.2 | 22 | 22 |  | Conventional Hydro | Water |  | 99.0122 |  | 0.51376 | 990.122 | 0.00099012
R1488 | New York State Elec. & Gas Corp. | Auburn - Mill St. | C | 5014 | Auburn | Cayuga | NY | 1981-10-01 | 0.4 | 0 | 0 | 0 | 0 |  | Conventional Hydro | Water
R1489 | New York State Elec. & Gas Corp. | Auburn - No. Div.St | C | 5015 | Auburn | Cayuga | NY | 1992-12-01 | 0.8 | 0 | 0 | 0 | 0 |  | Conventional Hydro | Water
R1492 | New York State Elec. & Gas Corp. | Chasm Falls Hydro | D | 5016 | Chateaugay | Franklin | NY | 1982-03-01 | 1.6 | 0 | 0 | 0 | 0 |  | Conventional Hydro | Water
R1493 | New York State Elec. & Gas Corp. | Croton Falls Hydro | I | 5017 | North Salem | Westchester | NY | 1987-01-01 | 0.2 | 0 | 0 | 0 | 0 |  | Conventional Hydro | Water
R1495 | New York State Elec. & Gas Corp. | Montville Falls | C | 5019 | Moravia | Cayuga | NY | 1992-08-01 | 0.2 | 0 | 0 | 0 | 0 |  | Conventional Hydro | Water
R1496 | New York State Elec. & Gas Corp. | Waterloo 2 | C | 5020 | Waterloo | Seneca | NY | 1998-06-01 | 0.534 | 0 | 0 | 0 | 0 |  | Conventional Hydro | Water
R1497 | New York State Elec. & Gas Corp. | Waterloo 3 | C | 5021 | Waterloo | Seneca | NY | 1998-06-01 | 0.533 | 0 | 0 | 0 | 0 |  | Conventional Hydro | Water
R1498 | New York State Elec. & Gas Corp. | Waterloo 4 | C | 5022 | Waterloo | Seneca | NY | 1998-06-01 | 0.533 | 0 | 0 | 0 | 0 |  | Conventional Hydro | Water
R1499 | New York State Elec. & Gas Corp. | Cadyville 1 | D | 23628 | Schuyler Falls | Clinton | NY | 1921-08-01 | 1.2 | 1 | 1 | 1.2 | 1.2 |  | Conventional Hydro | Water
R1500 | New York State Elec. & Gas Corp. | Cadyville 2 | D | 23628 | Schuyler Falls | Clinton | NY | 1921-08-01 | 1.2 | 1 | 1 | 1.2 | 1.2 |  | Conventional Hydro | Water |  | 6.642 |  | 0.63185 | 66.42 | 6.642e-05
R1501 | New York State Elec. & Gas Corp. | Cadyville 3 | D | 23628 | Schuyler Falls | Clinton | NY | 1986-09-01 | 3.1 | 2.7 | 2.7 | 3.1 | 3.1 |  | Conventional Hydro | Water |  | 21.531 |  | 0.79286 | 215.31 | 0.00021531
R1502 | New York State Elec. & Gas Corp. | High Falls 1 | D | 23628 | Saranac | Clinton | NY | 1948-08-01 | 4 | 4.3 | 4.3 | 4 | 4 |  | Conventional Hydro | Water |  | 27.415 |  | 0.78239 | 274.15 | 0.00027415
R1503 | New York State Elec. & Gas Corp. | High Falls 2 | D | 23628 | Saranac | Clinton | NY | 1949-08-01 | 4 | 4.3 | 4.3 | 4 | 4 |  | Conventional Hydro | Water |  | 20.647 |  | 0.58924 | 206.47 | 0.00020647
R1504 | New York State Elec. & Gas Corp. | High Falls 3 | D | 23628 | Saranac | Clinton | NY | 1956-08-01 | 7 | 8.2 | 8.2 | 7 | 7 |  | Conventional Hydro | Water |  | 10.607 |  | 0.17298 | 106.07 | 0.00010607
R1505 | New York State Elec. & Gas Corp. | Kent Falls 1 | D | 23628 | Schuyler Falls | Clinton | NY | 1928-08-01 | 3.6 | 3 | 3 | 3.6 | 3.6 |  | Conventional Hydro | Water |  | 4.22 |  | 0.13382 | 42.2 | 4.22e-05
R1506 | New York State Elec. & Gas Corp. | Kent Falls 2 | D | 23628 | Schuyler Falls | Clinton | NY | 1928-08-01 | 3.6 | 3 | 3 | 3.6 | 3.6 |  | Conventional Hydro | Water
R1507 | New York State Elec. & Gas Corp. | Kent Falls 3 | D | 23628 | Schuyler Falls | Clinton | NY | 1985-07-01 | 6.4 | 6 | 6 | 6.4 | 6.4 |  | Conventional Hydro | Water |  | 8.49 |  | 0.15143 | 84.9 | 8.49e-05
R1508 | New York State Elec. & Gas Corp. | Mill C 1 | D | 23628 | Plattsburgh | Clinton | NY | 1944-08-01 | 1 | 0.9 | 0.9 | 1 | 1 |  | Conventional Hydro | Water |  | 5.134 |  | 0.58607 | 51.34 | 5.134e-05
R1509 | New York State Elec. & Gas Corp. | Mill C 2 | D | 23628 | Plattsburgh | Clinton | NY | 1943-08-01 | 1.2 | 1.2 | 1.2 | 1.2 | 1.2 |  | Conventional Hydro | Water |  | 5.155 |  | 0.49039 | 51.55 | 5.155e-05
R1510 | New York State Elec. & Gas Corp. | Mill C 3 | D | 23628 | Plattsburgh | Clinton | NY | 1984-11-01 | 3.8 | 3.7 | 3.7 | 3.8 | 3.8 |  | Conventional Hydro | Water |  | 21.375 |  | 0.64212 | 213.75 | 0.00021375
R1511 | New York State Elec. & Gas Corp. | Rainbow Falls 1 | D | 23628 | Ausable | Clinton | NY | 1926-08-01 | 1.3 | 1.5 | 1.5 | 1.3 | 1.3 |  | Conventional Hydro | Water
R1512 | New York State Elec. & Gas Corp. | Rainbow Falls 2 | D | 23628 | Ausable | Clinton | NY | 1927-08-01 | 1.3 | 1.5 | 1.5 | 1.3 | 1.3 |  | Conventional Hydro | Water
R1513 | New York State Elec. & Gas Corp. | Mechanicville 1 | F | 23645 | Stillwater | Saratoga | NY | 1983-09-01 | 9.2 | 10 | 10 | 9.2 | 9.25 |  | Conventional Hydro | Water |  | 41.323 |  | 0.51274 | 413.23 | 0.00041323
R1514 | New York State Elec. & Gas Corp. | Mechanicville 2 | F | 23645 | Stillwater | Saratoga | NY | 1983-09-01 | 9.3 | 10 | 10 | 9.3 | 9.25 |  | Conventional Hydro | Water |  | 30.44 |  | 0.37364 | 304.4 | 0.0003044
R1515 | New York State Elec. & Gas Corp. | Lower Saranac 1 | D | 23913 | Schuyler Falls | Clinton | NY | 1990-10-01 | 3.2 | 3.5 | 3.5 | 0 | 0 |  | Conventional Hydro | Water
R1516 | New York State Elec. & Gas Corp. | Lower Saranac 2 | D | 23913 | Schuyler Falls | Clinton | NY | 1990-10-01 | 3.2 | 3.5 | 3.5 | 0 | 0 |  | Conventional Hydro | Water
R1517 | New York State Elec. & Gas Corp. | Lower Saranac 3 | D | 23913 | Schuyler Falls | Clinton | NY | 1990-10-01 | 0.3 | 2.9 | 2.9 | 0 | 0 |  | Conventional Hydro | Water
R1518 | Niagara Mohawk Power Corp. | Boralex - Hudson Falls | F | 24011 | Hudson Falls | Washington | NY | 1995-10-01 | 44 | 43.7 | 43.7 | 0 | 0 |  | Conventional Hydro | Water |  | 241.5959 |  | 0.62681 | 2415.9585 | 0.002416
R1519 | Niagara Mohawk Power Corp. | Boralex - South Glens Falls | F | 24028 | Moreau | Saratoga | NY | 1994-12-01 | 13.8 | 14.8 | 14.8 | 0 | 0 |  | Conventional Hydro | Water |  | 83.6536 |  | 0.69199 | 836.5363 | 0.00083654
R1520 | Niagara Mohawk Power Corp. | CHI-LaChute | F | 1654 | Ticonderoga | Essex | NY | 1987-12-01 | 9 | 8.9 | 8.9 | 0 | 0 |  | Conventional Hydro | Water |  | 30.9115 |  | 0.39208 | 309.1154 | 0.00030912
R1521 | Niagara Mohawk Power Corp. | Fortis - Dolgeville | E | 23807 | Dolgeville | Herkimer | NY | 1985-07-01 | 5 | 6.3 | 6.3 | 0 | 0 |  | Conventional Hydro | Water |  | 0.06252 |  | 0.0014274 | 0.6252 | 6.252e-07
R1522 | Niagara Mohawk Power Corp. | Fortis Energy - Philadelphia | E | 1656 | Philadelphia | Jefferson | NY | 1986-08-01 | 3.6 | 3.2 | 3.2 | 0 | 0 |  | Conventional Hydro | Water |  | 12.6298 |  | 0.40049 | 126.2981 | 0.0001263
R1523 | Niagara Mohawk Power Corp. | Fortis Energy - Moose River | E | 24016 | Lyonsdale | Lewis | NY | 1987-09-01 | 12.6 | 12 | 12 | 0 | 0 |  | Conventional Hydro | Water |  | 64.9209 |  | 0.58818 | 649.2088 | 0.00064921
R1525 | Niagara Mohawk Power Corp. | International Paper - Curtis | F | 1655 | Corinth | Saratoga | NY | 1986-01-01 | 9.8 | 30.8 | 30.8 | 0 | 0 |  | Conventional Hydro | Water |  | 371.5436 | ( G ) |  | 3715.436 | 0.0037154
R1526 | Niagara Mohawk Power Corp. | International Paper - Palmer | F | 1655 | Corinth | Saratoga | NY | 1986-01-01 | 49.2 | 30.8 | 30.8 | 0 | 0 |  | Conventional Hydro | Water
R1527 | Niagara Mohawk Power Corp. | Little Falls Hydro | E | 24013 | Little Falls | Herkimer | NY | 1987-01-01 | 13 | 12.6 | 12.6 | 0 | 0 |  | Conventional Hydro | Water |  | 62.1143 |  | 0.54544 | 621.1432 | 0.00062114
R1529 | Niagara Mohawk Power Corp. | Pyrites Assoc. | E | 24023 | Canton | St Lawrence | NY | 1985-12-01 | 8.2 | 7.5 | 7.5 | 0 | 0 |  | Conventional Hydro | Water |  | 35.4352 |  | 0.49331 | 354.3516 | 0.00035435
R1530 | Niagara Mohawk Power Corp. | Adams Hydro | E | 23633 | Adams | Jefferson | NY | 1987-11-01 | 0.2 | 0 | 0 | 0 | 0 |  | Conventional Hydro | Water
R1531 | Niagara Mohawk Power Corp. | Algon.-Herkimer | E | 23633 | Herkimer | Herkimer | NY | 1987-12-01 | 1.6 | 0 | 0 | 0 | 0 |  | Conventional Hydro | Water
R1532 | Niagara Mohawk Power Corp. | Algon.-Otter Creek | E | 23633 | Greig | Lewis | NY | 1986-11-01 | 0.5 | 0 | 0 | 0 | 0 |  | Conventional Hydro | Water |  | 0.865 |  | 0.19749 | 8.65 | 8.65e-06
R1534 | Niagara Mohawk Power Corp. | Azure Mountain | D | 24055 | St. Regis Falls | Franklin | NY | 1993-08-01 | 0.6 | 0 | 0 | 0 | 0 |  | Conventional Hydro | Water |  | 2.804 |  | 0.53349 | 28.04 | 2.804e-05
R1535 | Niagara Mohawk Power Corp. | Beaver Falls #1 | E | 23633 | Beaver Falls | Lewis | NY | 1986-01-01 | 1.5 | 0 | 0 | 0 | 0 |  | Conventional Hydro | Water |  | 10.577 |  | 0.80495 | 105.77 | 0.00010577
R1536 | Niagara Mohawk Power Corp. | Beaver Falls #2 | E | 23633 | Beaver Falls | Lewis | NY | 1986-01-01 | 1 | 0 | 0 | 0 | 0 |  | Conventional Hydro | Water |  | 5.912 |  | 0.67489 | 59.12 | 5.912e-05
R1537 | Niagara Mohawk Power Corp. | Bellows Towers | D | 24055 | Malone | Franklin | NY | 1987-06-01 | 0.2 | 0 | 0 | 0 | 0 |  | Conventional Hydro | Water
R1538 | Niagara Mohawk Power Corp. | Black River Hyd#1 - Rock Isl. | E | 23633 | Port Leyden | Lewis | NY | 1984-07-01 | 1.9 | 0 | 0 | 0 | 0 |  | Conventional Hydro | Water |  | 5.035 |  | 0.30251 | 50.35 | 5.035e-05
R1539 | Niagara Mohawk Power Corp. | Black River Hyd#2 - Denley | E | 23633 | Port Leyden | Lewis | NY | 1985-12-01 | 1.6 | 0 | 0 | 0 | 0 |  | Conventional Hydro | Water |  | 2.328 |  | 0.1661 | 23.28 | 2.328e-05
R1540 | Niagara Mohawk Power Corp. | Black River Hyd#3 - Pt. Leyden | E | 23633 | Port Leyden | Lewis | NY | 1984-07-01 | 2.2 | 0 | 0 | 0 | 0 |  | Conventional Hydro | Water |  | 17.273 |  | 0.89627 | 172.73 | 0.00017273
R1541 | Niagara Mohawk Power Corp. | Boralex - Middle Falls | F | 23643 | Easton | Washington | NY | 1989-12-01 | 2.2 | 0 | 0 | 0 | 0 |  | Conventional Hydro | Water |  | 10.727 |  | 0.55661 | 107.27 | 0.00010727
R1544 | Niagara Mohawk Power Corp. | Burt Dam Hydro | A | 23774 | Burt | Niagara | NY | 1987-12-01 | 0.6 | 0 | 0 | 0 | 0 |  | Conventional Hydro | Water |  | 1.844 |  | 0.35084 | 18.44 | 1.844e-05
R1545 | Niagara Mohawk Power Corp. | C.H.I. (Dexter) Hydro | E | 23633 | Dexter | Jefferson | NY | 1988-01-01 | 4.2 | 0 | 0 | 0 | 0 |  | Conventional Hydro | Water |  | 22.174 |  | 0.60269 | 221.74 | 0.00022174
R1546 | Niagara Mohawk Power Corp. | C.H.I. (Diamond Is) | E | 23633 | Watertown | Jefferson | NY | 1986-01-01 | 1.2 | 0 | 0 | 0 | 0 |  | Conventional Hydro | Water |  | 7.05 |  | 0.67066 | 70.5 | 7.05e-05
R1547 | Niagara Mohawk Power Corp. | C.H.I. (Fowler) | E | 23633 | Fowler | Lewis | NY | 1986-01-01 | 0.6 | 0 | 0 | 0 | 0 |  | Conventional Hydro | Water |  | 4.931 |  | 0.93817 | 49.31 | 4.931e-05
R1548 | Niagara Mohawk Power Corp. | C.H.I. (Hailsboro #3) | E | 23633 | Hailsboro | St Lawrence | NY | 1986-01-01 | 0.75 | 0 | 0 | 0 | 0 |  | Conventional Hydro | Water |  | 4.805 |  | 0.73135 | 48.05 | 4.805e-05
R1549 | Niagara Mohawk Power Corp. | C.H.I. (Hailsboro #4) | E | 23633 | Hailsboro | St Lawrence | NY | 1986-01-01 | 1.4 | 0 | 0 | 0 | 0 |  | Conventional Hydro | Water |  | 13.198 |  |  | 131.98 | 0.00013198
R1550 | Niagara Mohawk Power Corp. | C.H.I. (Hailsboro #6) | E | 23633 | Hailsboro | St Lawrence | NY | 1986-01-01 | 0.8 | 0 | 0 | 0 | 0 |  | Conventional Hydro | Water |  | 5.54 |  | 0.79053 | 55.4 | 5.54e-05
R1551 | Niagara Mohawk Power Corp. | C.H.I. (Theresa) | E | 23633 | Theresa | St Lawrence | NY | 1986-01-01 | 1.3 | 0 | 0 | 0 | 0 |  | Conventional Hydro | Water |  | 8.778 |  | 0.77081 | 87.78 | 8.778e-05
R1553 | Niagara Mohawk Power Corp. | Cellu-Tissue Corp - Nat. Dam | E | 23633 | Gouverneur | St Lawrence | NY | 1986-01-01 | 1 | 0 | 0 | 0 | 0 |  | Conventional Hydro | Water |  | 0.001 |  | 0.00011416 | 0.01 | 1e-08
R1554 | Niagara Mohawk Power Corp. | Champlain Spinner | F | 23643 | Whitehall | Essex | NY | 1992-07-01 | 0.4 | 0 | 0 | 0 | 0 |  | Conventional Hydro | Water |  | 1.394 |  | 0.39783 | 13.94 | 1.394e-05
R1555 | Niagara Mohawk Power Corp. | Chittenden Falls | F | 23643 | Stuyvesant | Columbia | NY | 1995-12-01 | 0.6 | 0 | 0 | 0 | 0 |  | Conventional Hydro | Water
R1556 | Niagara Mohawk Power Corp. | Christine Falls Hydro | F | 23643 | Wells | Hamilton | NY | 1987-12-01 | 0.85 | 0 | 0 | 0 | 0 |  | Conventional Hydro | Water |  | 3.292 |  | 0.44212 | 32.92 | 3.292e-05
R1557 | Niagara Mohawk Power Corp. | City of Oswego (High Dam) | C | 23634 | Oswego | Oswego | NY | 1994-02-01 | 11.9 | 0 | 0 | 0 | 0 |  | Conventional Hydro | Water |  | 50.59 |  | 0.4853 | 505.9 | 0.0005059
R1558 | Niagara Mohawk Power Corp. | City of Utica - Sand Road | E | 23633 | Utica | Oneida | NY | 1993-05-01 | 0.2 | 0 | 0 | 0 | 0 |  | Conventional Hydro | Water |  | 1.247 |  | 0.71176 | 12.47 | 1.247e-05
R1559 | Niagara Mohawk Power Corp. | City of Utica -Trenton Falls | E | 23633 | Utica | Oneida | NY | 1993-02-01 | 0.2 | 0 | 0 | 0 | 0 |  | Conventional Hydro | Water |  | 0.676 |  | 0.38584 | 6.76 | 6.76e-06
R1560 | Niagara Mohawk Power Corp. | City of Watertown | E | 23633 | Watertown | Jefferson | NY | 1986-01-01 | 8.1 | 0 | 0 | 0 | 0 |  | Conventional Hydro | Water |  | 18.847 |  | 0.26562 | 188.47 | 0.00018847
R1561 | Niagara Mohawk Power Corp. | City of Watervliet Hydro | F | 23643 | Guilderland | Albany | NY | 1986-01-01 | 1.5 | 0 | 0 | 0 | 0 |  | Conventional Hydro | Water |  | 3.016 |  | 0.22953 | 30.16 | 3.016e-05
R1562 | Niagara Mohawk Power Corp. | Cons. HY-Victory | F | 23643 | Victory Falls | Saratoga | NY | 1986-12-01 | 1.7 | 0 | 0 | 0 | 0 |  | Conventional Hydro | Water |  | 6.932 |  | 0.46548 | 69.32 | 6.932e-05
R1563 | Niagara Mohawk Power Corp. | Copenhagen Assoc. | E | 23633 | Copenhagen | Lewis | NY | 1986-01-01 | 3.3 | 0 | 0 | 0 | 0 |  | Conventional Hydro | Water |  | 11.385 |  | 0.39384 | 113.85 | 0.00011385
R1564 | Niagara Mohawk Power Corp. | Cottrell Paper | F | 23643 | Rock City Falls | Saratoga | NY | 1987-01-01 | 0.3 | 0 | 0 | 0 | 0 |  | Conventional Hydro | Water |  | 0.027 |  | 0.010274 | 0.27 | 2.7e-07
R1565 | Niagara Mohawk Power Corp. | Cranberry Lake | E | 23633 | Cranberry Lake | Lewis | NY | 1987-12-01 | 0.5 | 0 | 0 | 0 | 0 |  | Conventional Hydro | Water |  | 2.054 |  | 0.46895 | 20.54 | 2.054e-05
R1566 | Niagara Mohawk Power Corp. | Edison Hydro Electric | F | 23643 | Stottville | Columbia | NY | 2009-11-01 | 0.3 | 0 | 0 | 0 | 0 |  | Conventional Hydro | Water |  | 1.029 |  | 0.39155 | 10.29 | 1.029e-05
R1567 | Niagara Mohawk Power Corp. | Empire Hydro Partners | E | 23633 | Port Leyden | Lewis | NY | 1984-11-01 | 1 | 0 | 0 | 0 | 0 |  | Conventional Hydro | Water |  | 4.706 |  | 0.53721 | 47.06 | 4.706e-05
R1568 | Niagara Mohawk Power Corp. | Finch Paper LLC - Glens Falls | F | 23643 | Glens Falls | Warren | NY | 2009-11-01 | 11.8 | 0 | 0 | 0 | 0 |  | Conventional Hydro | Water |  | 0.33 |  | 0.0031925 | 3.3 | 3.3e-06
R1569 | Niagara Mohawk Power Corp. | Finch Pruyn | F | 23643 | Glens Falls | Warren | NY | 1989-12-01 | 29 | 0 | 0 | 0 | 0 |  | Conventional Hydro | Water
R1570 | Niagara Mohawk Power Corp. | Forestport Hydro | E | 23633 | Forestport | Oneida | NY | 1987-12-01 | 3.4 | 0 | 0 | 0 | 0 |  | Conventional Hydro | Water |  | 12.689 |  | 0.42603 | 126.89 | 0.00012689
R1571 | Niagara Mohawk Power Corp. | Fort Miller Assoc | F | 23643 | Schuylerville | Saratoga | NY | 1985-10-01 | 5 | 0 | 0 | 0 | 0 |  | Conventional Hydro | Water |  | 27.351 |  | 0.62445 | 273.51 | 0.00027351
R1572 | Niagara Mohawk Power Corp. | Fortis Energy - Diana | E | 23633 | Diana | Lewis | NY | 1985-07-01 | 1.8 | 0 | 0 | 0 | 0 |  | Conventional Hydro | Water |  | 7.71 |  | 0.48896 | 77.1 | 7.71e-05
R1573 | Niagara Mohawk Power Corp. | Franklin Hydro | D | 24055 | Franklin Falls | Franklin | NY | 1995-03-01 | 0.3 | 0 | 0 | 0 | 0 |  | Conventional Hydro | Water
R1575 | Niagara Mohawk Power Corp. | Green Island Power Authority | F | 23643 | Green Island | Albany | NY | 1971-01-01 | 6 | 0 | 0 | 0 | 0 |  | Conventional Hydro | Water |  | 41.138 |  | 0.78269 | 411.38 | 0.00041138
R1576 | Niagara Mohawk Power Corp. | Hewittville Hydro | E | 23633 | Potsdam | St Lawrence | NY | 1984-07-01 | 3 | 0 | 0 | 0 | 0 |  | Conventional Hydro | Water |  | 15.961 |  | 0.60734 | 159.61 | 0.00015961
R1577 | Niagara Mohawk Power Corp. | Hollings&Vose-Center | F | 23643 | Easton | Washington | NY | 1986-01-01 | 0.4 | 0 | 0 | 0 | 0 |  | Conventional Hydro | Water |  | 0.616 |  | 0.1758 | 6.16 | 6.16e-06
R1578 | Niagara Mohawk Power Corp. | Hollings&Vose-Lower | F | 23643 | Easton | Washington | NY | 1986-01-01 | 0.4 | 0 | 0 | 0 | 0 |  | Conventional Hydro | Water
R1579 | Niagara Mohawk Power Corp. | Hollings&Vose-Upper | F | 23643 | Easton | Washington | NY | 1986-01-01 | 0.4 | 0 | 0 | 0 | 0 |  | Conventional Hydro | Water
R1580 | Niagara Mohawk Power Corp. | Hollow Dam Power | E | 23633 | Saint Lawrence | St Lawrence | NY | 1987-12-01 | 1 | 0 | 0 | 0 | 0 |  | Conventional Hydro | Water |  | 3.379 |  | 0.38573 | 33.79 | 3.379e-05
R1581 | Niagara Mohawk Power Corp. | Hoosick Falls | F | 23643 | Hoosick Falls | Rensselaer | NY | 1988-08-01 | 0.6 | 0 | 0 | 0 | 0 |  | Conventional Hydro | Water
R1583 | Niagara Mohawk Power Corp. | Indian Falls HY | E | 23633 | Theresa | Jefferson | NY | 1986-01-01 | 0.3 | 0 | 0 | 0 | 0 |  | Conventional Hydro | Water
R1584 | Niagara Mohawk Power Corp. | Kayuta Lake | E | 23633 | Kayuta | Oneida | NY | 1988-05-01 | 0.4 | 0 | 0 | 0 | 0 |  | Conventional Hydro | Water |  | 1.983 |  | 0.56592 | 19.83 | 1.983e-05
R1585 | Niagara Mohawk Power Corp. | Kings Falls | E | 23633 | Copenhagen | Lewis | NY | 1988-05-01 | 1.6 | 0 | 0 | 0 | 0 |  | Conventional Hydro | Water
R1588 | Niagara Mohawk Power Corp. | Long Falls Hydro | E | 23633 | Carthage | Jefferson | NY | 1991-06-01 | 3.3 | 0 | 0 | 0 | 0 |  | Conventional Hydro | Water |  | 13.487 |  | 0.46655 | 134.87 | 0.00013487
R1589 | Niagara Mohawk Power Corp. | Lyonsdale Assoc. (Burrows) | E | 23633 | Lyons Falls | Lewis | NY | 1984-07-01 | 3 | 0 | 0 | 0 | 0 |  | Conventional Hydro | Water |  | 13.379 |  | 0.50909 | 133.79 | 0.00013379
R1590 | Niagara Mohawk Power Corp. | Mechanicville | F | 23643 | Halfmoon | Saratoga | NY | 2005-03-01 | 3.8 | 0 | 0 | 0 | 0 |  | Conventional Hydro | Water |  | 22.779 |  | 0.6843 | 227.79 | 0.00022779
R1591 | Niagara Mohawk Power Corp. | Mount Ida Hydro | F | 23643 | Troy | Rensselaer | NY | 1986-01-01 | 3 | 0 | 0 | 0 | 0 |  | Conventional Hydro | Water |  | 8.743 |  | 0.33269 | 87.43 | 8.743e-05
R1592 | Niagara Mohawk Power Corp. | Mountainaire Massage Spa | F | 23643 | Wevertown | Warren | NY | 2009-11-01 |  | 0 | 0 | 0 | 0 |  | Conventional Hydro | Water
R1593 | Niagara Mohawk Power Corp. | Newport Hydro Assoc. | E | 23633 | Newport | Herkimer | NY | 1987-12-01 | 1.7 | 0 | 0 | 0 | 0 |  | Conventional Hydro | Water |  | 8.123 |  | 0.54546 | 81.23 | 8.123e-05
R1594 | Niagara Mohawk Power Corp. | Northbrook Carthage | E | 23633 | Carthage | Jefferson | NY | 1986-01-01 | 4.4 | 0 | 0 | 0 | 0 |  | Conventional Hydro | Water |  | 25.641 |  | 0.66524 | 256.41 | 0.00025641
R1596 | Niagara Mohawk Power Corp. | Oakvale Construction | D | 24055 | Wilmington | Essex | NY | 2009-11-01 | 0.4 | 0 | 0 | 0 | 0 |  | Conventional Hydro | Water |  | 2.065 |  | 0.58933 | 20.65 | 2.065e-05
R1597 | Niagara Mohawk Power Corp. | Ogdensburg Hydro | E | 23633 | Ogdensburg | St Lawrence | NY | 1987-12-01 | 3.5 | 0 | 0 | 0 | 0 |  | Conventional Hydro | Water |  | 13.878 |  | 0.45264 | 138.78 | 0.00013878
R1600 | Niagara Mohawk Power Corp. | Oswego Hydro Partners LP | C | 23634 | Phoenix | Oswego | NY | 1990-12-01 | 3.4 | 0 | 0 | 0 | 0 |  | Conventional Hydro | Water |  | 11.495 |  | 0.38595 | 114.95 | 0.00011495
R1602 | Niagara Mohawk Power Corp. | Riverrat Glass & Electric | F | 23643 | Wadhams | Essex | NY | 1986-01-01 | 0.6 | 0 | 0 | 0 | 0 |  | Conventional Hydro | Water |  | 1.897 |  | 0.36092 | 18.97 | 1.897e-05
R1603 | Niagara Mohawk Power Corp. | Sandy Hollow Hydro Assoc. | E | 23633 | Sandy Hollow | Jefferson | NY | 1986-09-01 | 0.6 | 0 | 0 | 0 | 0 |  | Conventional Hydro | Water |  | 1.048 |  | 0.19939 | 10.48 | 1.048e-05
R1604 | Niagara Mohawk Power Corp. | Seneca Limited | C | 23634 | Syracuse | Onondaga | NY | 1985-12-01 | 0.2 | 0 | 0 | 0 | 0 |  | Conventional Hydro | Water
R1606 | Niagara Mohawk Power Corp. | Stevens&Thompson Paper | F | 23643 | Middle Falls | Washington | NY | 1987-12-01 | 10.5 | 0 | 0 | 0 | 0 |  | Conventional Hydro | Water |  | 28.499 |  | 0.30984 | 284.99 | 0.00028499
R1607 | Niagara Mohawk Power Corp. | Stillwater Assoc. | E | 23633 | Webb | Herkimer | NY | 1987-01-01 | 1.8 | 0 | 0 | 0 | 0 |  | Conventional Hydro | Water |  | 7.397 |  | 0.46911 | 73.97 | 7.397e-05
R1608 | Niagara Mohawk Power Corp. | Stillwater Hydro Partners LP | F | 23643 | Stillwater | Saratoga | NY | 1993-04-01 | 3.4 | 0 | 0 | 0 | 0 |  | Conventional Hydro | Water |  | 15.287 |  | 0.51326 | 152.87 | 0.00015287
R1609 | Niagara Mohawk Power Corp. | Stuyvesant Falls Hydro | F | 23643 | Stuyvesant | Columbia | NY | 2013-02-01 | 7 | 0 | 0 | 0 | 0 |  | Conventional Hydro | Water |  | 14.597 |  | 0.23805 | 145.97 | 0.00014597
R1611 | Niagara Mohawk Power Corp. | Synergics - Middle Greenwich | F | 23643 | Greenwich | Washington | NY | 1987-12-01 | 0.2 | 0 | 0 | 0 | 0 |  | Conventional Hydro | Water
R1612 | Niagara Mohawk Power Corp. | Synergics - Union Falls | D | 24055 | Union Falls | Clinton | NY | 1987-12-01 | 3 | 0 | 0 | 0 | 0 |  | Conventional Hydro | Water |  | 8.519 |  | 0.32416 | 85.19 | 8.519e-05
R1613 | Niagara Mohawk Power Corp. | Synergics - Upper Greenwich | F | 23643 | Greenwich | Washington | NY | 1987-12-01 | 0.4 | 0 | 0 | 0 | 0 |  | Conventional Hydro | Water |  | 0.012 |  | 0.0034247 | 0.12 | 1.2e-07
R1614 | Niagara Mohawk Power Corp. | Tannery Island | E | 23633 | Carthage | Jefferson | NY | 1986-01-01 | 1.5 | 0 | 0 | 0 | 0 |  | Conventional Hydro | Water |  | 9.319 |  | 0.70921 | 93.19 | 9.319e-05
R1615 | Niagara Mohawk Power Corp. | Town of Wells (Lake Algon.) | F | 23643 | Wells | Hamilton | NY | 1987-12-01 | 0.5 | 0 | 0 | 0 | 0 |  | Conventional Hydro | Water |  | 1.809 |  | 0.41301 | 18.09 | 1.809e-05
R1617 | Niagara Mohawk Power Corp. | Unionville Hydro | E | 23633 | Potsdam | St Lawrence | NY | 1984-07-01 | 3 | 0 | 0 | 0 | 0 |  | Conventional Hydro | Water |  | 15.807 |  | 0.60148 | 158.07 | 0.00015807
R1619 | Niagara Mohawk Power Corp. | Valatie Falls | F | 23643 | Valatie | Columbia | NY | 1992-12-01 | 0.1 | 0 | 0 | 0 | 0 |  | Conventional Hydro | Water |  | 0.547 |  | 0.62443 | 5.47 | 5.47e-06
R1620 | Niagara Mohawk Power Corp. | Valley Falls Assoc. | F | 23643 | Valley Falls | Rensselaer | NY | 1985-08-01 | 2.5 | 0 | 0 | 0 | 0 |  | Conventional Hydro | Water |  | 9.048 |  | 0.41315 | 90.48 | 9.048e-05
R1621 | Niagara Mohawk Power Corp. | Village of Gouverneur | E | 23633 | Gouverneur | St Lawrence | NY | 1986-01-01 | 0.1 | 0 | 0 | 0 | 0 |  | Conventional Hydro | Water
R1622 | Niagara Mohawk Power Corp. | Village of Potsdam | E | 23633 | Potsdam | St Lawrence | NY | 1986-01-01 | 0.8 | 0 | 0 | 0 | 0 |  | Conventional Hydro | Water
R1623 | Niagara Mohawk Power Corp. | Village of Potsdam 2 | E | 23633 | Potsdam | St Lawrence | NY | 2014-04-01 | 0.5 | 0 | 0 | 0 | 0 |  | Conventional Hydro | Water
R1624 | Niagara Mohawk Power Corp. | Village of Saranac Lake | D | 24055 | Saranac Lake | Franklin | NY | 1996-12-01 | 0.2 | 0 | 0 | 0 | 0 |  | Conventional Hydro | Water |  | 0.626 |  | 0.35731 | 6.26 | 6.26e-06
R1625 | Niagara Mohawk Power Corp. | Wave Hydro LLC | C | 23634 | Baldwinsville | Onondaga | NY | 2010-02-07 | 0.823 | 0 | 0 | 0 | 0 |  | Conventional Hydro | Water |  | 0.291 |  | 0.040364 | 2.91 | 2.91e-06
R1635 | Northbrook Lyons Falls, LLC | Hampshire Paper | E | 323593 | Gouverneur | St Lawrence | NY | 1987-03-01 | 3.4 | 3.5 | 3.5 | 3.4 | 3.4 |  | Conventional Hydro | Water |  | 20.2332 |  | 0.67933 | 202.3316 | 0.00020233
R1636 | Northbrook Lyons Falls, LLC | Lyons Falls Hydro | E | 23570 | Lyons Falls | Lewis | NY | 1986-01-01 | 8 | 7.3 | 7.3 | 8 | 8 |  | Conventional Hydro | Water |  | 46.0363 |  | 0.65691 | 460.3631 | 0.00046036
R1657 | Orange and Rockland Utilities | Buttermilk Falls | G | 5055 | Highland Falls | Orange | NY | 1986-12-01 | 0.1 | 0 | 0 | 0 | 0 |  | Conventional Hydro | Water
R1664 | Rochester Gas and Electric Corp. | Mills Mills | B | 5059 | Fillmore | Allegany | NY | 1906-07-01 | 0.2 | 0 | 0 | 0 | 0 |  | Conventional Hydro | Water
R1665 | Rochester Gas and Electric Corp. | Mt Morris | B | 5060 | Mt Morris | Livingston | NY | 1916-07-01 | 0.3 | 0 | 0 | 0 | 0 |  | Conventional Hydro | Water
R1666 | Rochester Gas and Electric Corp. | Station 2 1 | B | 23604 | Rochester | Monroe | NY | 1913-07-01 | 8.5 | 6.5 | 6.5 | 8.5 | 8.5 |  | Conventional Hydro | Water |  | 28.692 |  | 0.38533 | 286.92 | 0.00028692
R1667 | Rochester Gas and Electric Corp. | Station 26 1 | B | 23604 | Rochester | Monroe | NY | 1952-08-01 | 3 | 3 | 3 | 3 | 3 |  | Conventional Hydro | Water |  | 5.9444 |  | 0.2262 | 59.4441 | 5.9444e-05
R1668 | Rochester Gas and Electric Corp. | Station 5 1 | B | 23604 | Rochester | Monroe | NY | 1918-07-01 | 13.982 | 11.8 | 11.8 | 13.982 | 13.982 |  | Conventional Hydro | Water |  | 59.836 |  | 0.48853 | 598.36 | 0.00059836
R1669 | Rochester Gas and Electric Corp. | Station 5 2 | B | 23604 | Rochester | Monroe | NY | 1918-07-01 | 13.59 | 11.8 | 11.8 | 13.59 | 13.59 |  | Conventional Hydro | Water |  | 7.493 |  | 0.062941 | 74.93 | 7.493e-05
R1670 | Rochester Gas and Electric Corp. | Station 5 3 | B | 23604 | Rochester | Monroe | NY | 1918-07-01 | 18 | 16.5 | 16.5 | 18 | 18 |  | Conventional Hydro | Water |  | 76.946 |  | 0.48799 | 769.46 | 0.00076946
R1686 | Seneca Falls Power Corp. | Seneca Falls 1 | C | 23627 | Seneca Falls | Seneca | NY | 1998-06-01 | 1.8 | 1.6 | 1.6 | 0 | 0 |  | Conventional Hydro | Water
R1687 | Seneca Falls Power Corp. | Seneca Falls 2 | C | 23627 | Seneca Falls | Seneca | NY | 1998-06-01 | 1.8 | 1.6 | 1.6 | 0 | 0 |  | Conventional Hydro | Water
R1688 | Seneca Falls Power Corp. | Seneca Falls 4 | C | 23627 | Seneca Falls | Seneca | NY | 1998-06-01 | 2 | 1.8 | 1.8 | 0 | 0 |  | Conventional Hydro | Water
R1700 | Triton Power Company | Chateaugay High Falls | D | 323578 | Chateaugay | Franklin | NY | 1987-12-01 | 1.7 | 1.7 | 1.7 | 0 | 0 |  | Conventional Hydro | Water |  | 8.3132 |  | 0.55823 | 83.1322 | 8.3132e-05
Totals | [8 empty] | 5325.65 | [8 empty] | 29554.187 |  |  | 295541.8702 | 0.29554

## Pumped Storage
Line No. | Billing Org | Station Unit | Zone | PTID | Town | Cnty | St | YYY-MM-DD | Nameplate MW | CRIS SUM MW | CRIS WIN MW | CAPABILITY SUM MW | CAPABILITY WIN MW | DUAL | Unit Type | Fuel Type 1 | Fuel Type 2 | 2017 GWh | Notes | Capacity | CO2 Emissions MTCO2 | CO2 Emissions MMTCO2
R1449 | New York Power Authority | Blenheim - Gilboa 1 | F | 23756 | Gilboa NY | Schoharie | NY | 1973-07-01 | 290 | 290.7 | 290.7 | 292.4 | 292.4 |  | Pumped Storage Hydro | Water |  | 82.094 |  | 0.032315 | 820.94 | 0.00082094
R1450 | New York Power Authority | Blenheim - Gilboa 2 | F | 23757 | Gilboa NY | Schoharie | NY | 1973-07-01 | 290 | 291.2 | 291.2 | 291.8 | 292 |  | Pumped Storage Hydro | Water |  | 174.191 |  | 0.068568 | 1741.91 | 0.0017419
R1451 | New York Power Authority | Blenheim - Gilboa 3 | F | 23758 | Gilboa NY | Schoharie | NY | 1973-07-01 | 290 | 291.7 | 291.7 | 291.8 | 292.5 |  | Pumped Storage Hydro | Water |  | 22.91 |  | 0.0090183 | 229.1 | 0.0002291
R1452 | New York Power Authority | Blenheim - Gilboa 4 | F | 23759 | Gilboa NY | Schoharie | NY | 1973-07-01 | 290 | 291.5 | 291.5 | 292.6 | 293 |  | Pumped Storage Hydro | Water |  | 72.235 |  | 0.028434 | 722.35 | 0.00072235
R1472 | New York Power Authority | Lewiston PS (Fleet) | A | 23760 | Niagara Falls | Niagara | NY | 1961-01-01 | 240 | 240 | 240 | 240 | 240 |  | Pumped Storage Hydro | Water |  | 443.854 |  | 0.21112 | 4438.54 | 0.0044385
Totals | [8 empty] | 1400 | [8 empty] | 795.284 |  |  | 7952.84 | 0.0079528

## Wind
Line No. | Billing Org | Station Unit | Zone | PTID | Town | Cnty | St | YYY-MM-DD | Nameplate MW | CRIS SUM MW | CRIS WIN MW | CAPABILITY SUM MW | CAPABILITY WIN MW | DUAL | Unit Type | Fuel Type 1 | Fuel Type 2 | 2017 GWh | Notes | Capacity | CO2 Emissions MTCO2 | CO2 Emissions MMTCO2
R1077 | Canandaigua Power Partners, LLC | Canandaigua Wind Power | C | 323617 | Avoca | Steuben | NY | 2008-12-05 | 125 | 125 | 125 | 125 | 125 |  | Wind Turbine | Wind |  | 264.6489 |  | 0.24169 | 2381.8401 | 0.0023818
R1078 | Canastota Windpower LLC | Fenner Wind Power | C | 24204 | Fenner | Madison | NY | 2001-12-01 | 30 | 0 | 0 | 0 | 0 |  | Wind Turbine | Wind |  | 44.4445 |  | 0.16912 | 400.0004 | 0.0004
R1114 | Consolidated Edison Energy, Inc. | Munnsville Wind Power | E | 323609 | Bouckville | Madison | NY | 2007-08-20 | 34.5 | 34.5 | 34.5 | 34.5 | 34.5 |  | Wind Turbine | Wind |  | 96.722 |  | 0.32004 | 870.498 | 0.0008705
R1312 | Erie Wind, LLC | Erie Wind | A | 323693 | Lackawanna | Erie | NY | 2012-02-01 | 15 | 0 | 0 | 0 | 0 |  | Wind Turbine | Wind |  | 36.8374 |  | 0.28035 | 331.5365 | 0.00033154
R1322 | Flat Rock Windpower II, LLC | Maple Ridge Wind 2 | E | 323611 | Lowville | Lewis | NY | 2007-12-01 | 90.8 | 90.7 | 90.7 | 90.8 | 90.8 |  | Wind Turbine | Wind |  | 218.5549 |  | 0.27477 | 1966.9943 | 0.001967
R1323 | Flat Rock Windpower, LLC | Maple Ridge Wind 1 | E | 323574 | Lowville | Lewis | NY | 2006-01-01 | 231 | 231 | 231 | 231 | 231 |  | Wind Turbine | Wind |  | 570.5294 |  | 0.28194 | 5134.765 | 0.0051348
R1331 | Hardscrabble Wind Power LLC | Hardscrabble Wind | E | 323673 | Fairfield | Herkimer | NY | 2011-02-01 | 74 | 74 | 74 | 74 | 74 |  | Wind Turbine | Wind |  | 177.5827 |  | 0.27395 | 1598.2446 | 0.0015982
R1347 | Howard Wind LLC | Howard Wind | C | 323690 | Howard | Steuben | NY | 2011-12-01 | 55.4 | 57.4 | 57.4 | 55.4 | 55.4 |  | Wind Turbine | Wind |  | 133.8732 |  | 0.27585 | 1204.8588 | 0.0012049
R1364 | Jericho Rise Wind Farm LLC | Jericho Rise Wind Farm | D | 323719 | Chateaugay | Franklin | NY | 2016-12-01 | 77.7 | 77.7 | 77.7 | 77.7 | 77.7 |  | Wind Turbine | Wind |  | 246.3 |  | 0.36186 | 2216.7 | 0.0022167
R1437 | Madison Windpower, LLC | Madison Wind Power | E | 24146 | Madison | Madison | NY | 2000-09-01 | 11.55 | 11.5 | 11.5 | 11.6 | 11.6 |  | Wind Turbine | Wind |  | 20.7986 |  | 0.20556 | 187.1872 | 0.00018719
R1438 | Marble River LLC | Marble River Wind | D | 323696 | Ellenburg | Clinton | NY | 2012-07-01 | 215.2 | 215.2 | 215.2 | 215.2 | 215.2 |  | Wind Turbine | Wind |  | 542.1673 |  | 0.2876 | 4879.5055 | 0.0048795
R1439 | Marsh Hill Energy LLC | Marsh Hill Wind Farm | C | 323713 | Jasper | Steuben | NY | 2014-12-01 | 16.2 | 0 | 0 | 0 | 0 |  | Wind Turbine | Wind |  | 48.8139 |  | 0.34397 | 439.3254 | 0.00043933
R1626 | Niagara Wind Power, LLC | Steel Wind | A | 323596 | Lackawanna | Erie | NY | 2007-01-23 | 20 | 0 | 0 | 0 | 0 |  | Wind Turbine | Wind |  | 51.8033 |  | 0.29568 | 466.23 | 0.00046623
R1629 | Noble Altona Windpark, LLC | Altona Wind Power | D | 323606 | Altona | Clinton | NY | 2008-09-23 | 97.5 | 97.5 | 97.5 | 97.5 | 97.5 |  | Wind Turbine | Wind |  | 175.637 |  | 0.20564 | 1580.733 | 0.0015807
R1630 | Noble Bliss Windpark, LLC | Bliss Wind Power | A | 323608 | Bliss | Wyoming | NY | 2008-03-20 | 100.5 | 100.5 | 100.5 | 100.5 | 100.5 |  | Wind Turbine | Wind |  | 210.4364 |  | 0.23903 | 1893.9272 | 0.0018939
R1631 | Noble Chateaugay Windpark, LLC | Chateaugay Wind Power | D | 323614 | Chateaugay | Franklin | NY | 2008-10-07 | 106.5 | 106.5 | 106.5 | 106.5 | 106.5 |  | Wind Turbine | Wind |  | 208.4699 |  | 0.22345 | 1876.2289 | 0.0018762
R1632 | Noble Clinton Windpark 1, LLC | Clinton Wind Power | D | 323605 | Clinton | Clinton | NY | 2008-04-09 | 100.5 | 100.5 | 100.5 | 100.5 | 100.5 |  | Wind Turbine | Wind |  | 170.892 |  | 0.19411 | 1538.028 | 0.001538
R1633 | Noble Ellenburg Windpark, LLC | Ellenburg Wind Power | D | 323604 | Ellenburg | Clinton | NY | 2008-03-31 | 81 | 81 | 81 | 81 | 81 |  | Wind Turbine | Wind |  | 173.1931 |  | 0.24409 | 1558.7382 | 0.0015587
R1634 | Noble Wethersfield Windpark, LLC | Wethersfield Wind Power | C | 323626 | Wethersfield | Wyoming | NY | 2008-12-11 | 126 | 126 | 126 | 126 | 126 |  | Wind Turbine | Wind |  | 272.087 |  | 0.24651 | 2448.783 | 0.0024488
R1695 | Sheldon Energy LLC | High Sheldon Wind Farm | C | 323625 | Sheldon | Wyoming | NY | 2009-02-01 | 118.1 | 112.5 | 112.5 | 118.1 | 118.1 |  | Wind Turbine | Wind |  | 268.4124 |  | 0.25945 | 2415.7118 | 0.0024157
R1698 | Stony Creek Energy LLC | Orangeville Wind Farm | C | 323706 | Orangeville | Wyoming | NY | 2013-12-01 | 93.9 | 94.4 | 94.4 | 93.9 | 93.9 |  | Wind Turbine | Wind |  | 279.869 |  | 0.34024 | 2518.821 | 0.0025188
R1701 | Western New York Wind Corp. | Western NY Wind Power | B | 24143 | Wethersfield | Wyoming | NY | 2000-10-01 | 6.6 | 0 | 0 | 0 | 0 |  | Wind Turbine | Wind |  | 7.1404 |  | 0.1235 | 64.2638 | 6.4264e-05
Totals | [8 empty] | 1826.95 | [8 empty] | 4219.2134 |  |  | 37972.9206 | 0.037973

## Refuse
Line No. | Billing Org | Station Unit | Zone | PTID | Town | Cnty | St | YYY-MM-DD | Nameplate MW | CRIS SUM MW | CRIS WIN MW | CAPABILITY SUM MW | CAPABILITY WIN MW | DUAL | Unit Type | Fuel Type 1 | Fuel Type 2 | 2017 GWh | Notes | Capacity | CO2 Emissions MTCO2 | CO2 Emissions MMTCO2
R1088 | Central Hudson Gas & Elec. Corp. | DCRRA | G | 23765 | Poughkeepsie | Dutchess | NY | 1987-09-01 | 9.2 | 8.8 | 8.8 | 6.9 | 7 |  | Steam Turbine (Fossil) | Refuse |  | 34.0786 |  | 0.42285 | 783.8069 | 0.00078381
R1120 | Covanta Niagara, LP | American Ref-Fuel 1 | A | 24010 | Niagara | Niagara | NY | 1993-05-01 | 25 | 19.6 | 19.6 | 15.85 | 15.2 |  | Steam Turbine (Fossil) | Refuse |  | 216.048 | ( G ) | 0.98652 | 4969.104 | 0.0049691
R1121 | Covanta Niagara, LP | American Ref-Fuel 2 | A | 24010 | Niagara | Niagara | NY | 1993-05-01 | 25 | 19.6 | 19.6 | 15.85 | 15.2 |  | Steam Turbine (Fossil) | Refuse
R1366 | Long Island Power Authority | Babylon (RR) | K | 323704 | Babylon | Suffolk | NY | 1989-04-01 | 17 | 15.5 | 15.5 | 14.8 | 14.7 |  | Steam Turbine (Fossil) | Refuse |  | 114.814 |  | 0.77098 | 2640.7209 | 0.0026407
R1394 | Long Island Power Authority | Hempstead (RR) | K | 23647 | Hempstead | Nassau | NY | 1989-10-01 | 78.6 | 73.7 | 73.7 | 74.3 | 75.2 |  | Steam Turbine (Fossil) | Refuse |  | 593.5236 |  | 0.86201 | 13651.0428 | 0.013651
R1405 | Long Island Power Authority | Huntington (RR) | K | 323705 | Huntington | Suffolk | NY | 1991-12-01 | 28 | 24.7 | 24.7 | 24.3 | 24.3 |  | Steam Turbine (Fossil) | Refuse |  | 193.9428 |  | 0.7907 | 4460.6853 | 0.0044607
R1406 | Long Island Power Authority | Islip (RR) | K | 323679 | Ronkonkoma | Suffolk | NY | 1990-03-01 | 12.5 | 11.2 | 11.2 | 8.3 | 8.7 |  | Steam Turbine (Fossil) | Refuse |  | 55.8567 |  | 0.51011 | 1284.7036 | 0.0012847
R1528 | Niagara Mohawk Power Corp. | Onondaga County | C | 23987 | North Syracuse | Onondaga | NY | 1994-12-01 | 39.5 | 32.6 | 32.6 | 0 | 0 |  | Steam Turbine (Fossil) | Refuse |  | 221.7937 |  | 0.64099 | 5101.2562 | 0.0051013
R1599 | Niagara Mohawk Power Corp. | Oswego County | C | 23634 | Oswego | Oswego | NY | 1986-03-01 | 3.6 | 0 | 0 | 0 | 0 |  | Steam Turbine (Fossil) | Refuse |  | 4.709 |  | 0.14932 | 108.307 | 0.00010831
R1702 | Wheelabrator Hudson Falls, LLC | Wheelabrator Hudson Falls | F | 23798 | Hudson Falls | Washington | NY | 1991-10-01 | 14.4 | 12.7 | 12.7 | 10.9 | 10.3 |  | Steam Turbine (Fossil) | Refuse |  | 71.104 |  | 0.56367 | 1635.392 | 0.0016354
R1703 | Wheelabrator Westchester, LP | Wheelabrator Westchester | H | 23653 | Peekskill | Westchester | NY | 1984-04-01 | 59.7 | 53.5 | 53.5 | 52.6 | 51.1 |  | Steam Turbine (Fossil) | Refuse |  | 394.2504 |  | 0.75387 | 9067.7599 | 0.0090678
Totals | [8 empty] | 312.5 | [8 empty] | 1900.1208 |  |  | 43702.7786 | 0.043703

## Sunlight
Line No. | Billing Org | Station Unit | Zone | PTID | Town | Cnty | St | YYY-MM-DD | Nameplate MW | CRIS SUM MW | CRIS WIN MW | CAPABILITY SUM MW | CAPABILITY WIN MW | DUAL | Unit Type | Fuel Type 1 | Fuel Type 2 | 2017 GWh | Notes | Capacity | CO2 Emissions MTCO2 | CO2 Emissions MMTCO2
R1407 | Long Island Power Authority | Long Island Solar Farm | K | 323691 | Upton | Suffolk | NY | 2011-11-01 | 31.5 | 31.5 | 31.5 | 31.5 | 31.5 |  | Photovoltaic | Sunlight |  | 47.31 |  | 0.17145 | 1513.92 | 0.0015139
Totals | [8 empty] | 31.5 | [8 empty] | 47.31 |  |  | 1513.92 | 0.0015139

## Wood
Line No. | Billing Org | Station Unit | Zone | PTID | Town | Cnty | St | YYY-MM-DD | Nameplate MW | CRIS SUM MW | CRIS WIN MW | CAPABILITY SUM MW | CAPABILITY WIN MW | DUAL | Unit Type | Fuel Type 1 | Fuel Type 2 | 2017 GWh | Notes | Capacity | CO2 Emissions MTCO2 | CO2 Emissions MMTCO2
R1436 | Lyonsdale Biomass, LLC | Lyonsdale | E | 23803 | Lyonsdale | Lewis | NY | 1992-08-01 | 21.1 | 20.2 | 20.2 | 19.3 | 20.3 |  | Steam Turbine (Fossil) | Wood |  | 97.692 |  | 0.52853 | 2637.684 | 0.0026377
R1663 | ReEnergy Black River LLC | Fort Drum | E | 23780 | Watertown | Jefferson | NY | 2013-05-30 | 55.5 | 55.6 | 55.6 | 0 | 0 |  | Steam Turbine (Fossil) | Wood | No. 2 Fuel Oil | 190.654 |  | 0.39215 | 5147.658 | 0.0051477
Totals | [8 empty] | 76.6 | [8 empty] | 288.346 |  |  | 7785.342 | 0.0077853

## Fly Wheel
Line No. | Billing Org | Station Unit | Zone | PTID | Town | Cnty | St | YYY-MM-DD | Nameplate MW | CRIS SUM MW | CRIS WIN MW | CAPABILITY SUM MW | CAPABILITY WIN MW | DUAL | Unit Type | Fuel Type 1 | Fuel Type 2 | 2017 GWh | Notes | Capacity | CO2 Emissions MTCO2 | CO2 Emissions MMTCO2
R1697 | Stephentown Spindle LLC | Beacon LESR | F | 323632 | Stephentown | Rensselaer | NY | 2010-11-29 | 20 | 0 | 0 | 0 | 0 |  | Energy Storage | Fly Wheel
Totals | [8 empty] | 20 | [8 empty] | 0 |  |  | 0 | 0

## Imported Power
Line No. | Billing Org | Station Unit | Zone | PTID | Town | Cnty | St | YYY-MM-DD | Nameplate MW | CRIS SUM MW | CRIS WIN MW | CAPABILITY SUM MW | CAPABILITY WIN MW | DUAL | Unit Type | Fuel Type 1 | Fuel Type 2 | 2017 GWh | Notes | Capacity | CO2 Emissions MTCO2 | CO2 Emissions MMTCO2
R1058 | Bayonne Energy Center, LLC | Bayonne EC CTG1 | J | 323682 | Bayonne NJ | Hudson | NJ | 2012-06-01 | 64 | 64 | 66.5 | 56.3 | 62.8 | YES | Jet Engine | Natural Gas | Kerosene | 71.088 |  | 0.1268 | 31491.984 | 0.031492
R1059 | Bayonne Energy Center, LLC | Bayonne EC CTG2 | J | 323683 | Bayonne NJ | Hudson | NJ | 2012-06-01 | 64 | 64 | 66.5 | 58.5 | 62.8 | YES | Jet Engine | Natural Gas | Kerosene | 81.652 |  | 0.14564 | 36171.836 | 0.036172
R1060 | Bayonne Energy Center, LLC | Bayonne EC CTG3 | J | 323684 | Bayonne NJ | Hudson | NJ | 2012-06-01 | 64 | 64 | 66.5 | 54.7 | 62.8 | YES | Jet Engine | Natural Gas | Kerosene | 76.118 |  | 0.13577 | 33720.274 | 0.03372
R1061 | Bayonne Energy Center, LLC | Bayonne EC CTG4 | J | 323685 | Bayonne NJ | Hudson | NJ | 2012-06-01 | 64 | 64 | 66.5 | 57.7 | 61.9 | YES | Jet Engine | Natural Gas | Kerosene | 67.921 |  | 0.12115 | 30089.003 | 0.030089
R1062 | Bayonne Energy Center, LLC | Bayonne EC CTG5 | J | 323686 | Bayonne NJ | Hudson | NJ | 2012-06-01 | 64 | 64 | 66.5 | 57.6 | 63.1 | YES | Jet Engine | Natural Gas | Kerosene | 89.648 |  | 0.1599 | 39714.064 | 0.039714
R1063 | Bayonne Energy Center, LLC | Bayonne EC CTG6 | J | 323687 | Bayonne NJ | Hudson | NJ | 2012-06-01 | 64 | 64 | 66.5 | 56.9 | 62.6 | YES | Jet Engine | Natural Gas | Kerosene | 72.827 |  | 0.1299 | 32262.361 | 0.032262
R1064 | Bayonne Energy Center, LLC | Bayonne EC CTG7 | J | 323688 | Bayonne NJ | Hudson | NJ | 2012-06-01 | 64 | 64 | 66.5 | 59.2 | 63.1 | YES | Jet Engine | Natural Gas | Kerosene | 83.817 |  | 0.1495 | 37130.931 | 0.037131
R1065 | Bayonne Energy Center, LLC | Bayonne EC CTG8 | J | 323689 | Bayonne NJ | Hudson | NJ | 2012-06-01 | 64 | 64 | 66.5 | 57.3 | 62.7 | YES | Jet Engine | Natural Gas | Kerosene | 82.727 |  | 0.14756 | 36648.061 | 0.036648
R1133 | East Coast Power, LLC | Linden Cogen | J | 23786 | Linden NJ | Union | NJ | 1992-05-01 | 800 | 790.8 | 924.9 | 796.7 | 826.4 | YES | Combined Cycle | Natural Gas | Butane | 3967.9671 |  | 0.56621 | 1757809.4253 | 1.7578
R1486 | New York State Elec. & Gas Corp. | Allegheny 8 | C | 23528 | Kittanning PA | Armstrong | PA | 1990-10-01 | 16 | 14.7 | 14.7 | 16 | 16 |  | Conventional Hydro | Water |  | 93.694 |  | 0.66848 | 936.94 | 0.00093694
R1487 | New York State Elec. & Gas Corp. | Allegheny 9 | C | 23528 | Kittanning PA | Armstrong | PA | 1990-10-01 | 22 | 20.2 | 20.2 | 22 | 22 |  | Conventional Hydro | Water |  | 99.0122 |  | 0.51376 | 990.122 | 0.00099012
R1658 | Orange and Rockland Utilities | Intl. Crossroads | G | 5056 | Mahwah NJ | Bergen | NJ | 1987-12-01 | 3 | 0 | 0 | 0 | 0 | YES | Internal Combustion | Natural Gas | No. 2 Fuel Oil
Totals | [8 empty] | 1353 | [8 empty] | 4786.4713 |  |  | 2036965.0013 | 2.037

## CO2 Emission Factors
Fuel Type | grams CO2/kWh | MTCO2/GWh | Unnamed: 3 | Unnamed: 4 | Unnamed: 5
Valuing the greenhouse gas emissions from nuclear power: A critical survey by Benjamin K. Sovacool
Coal | 1000 | 1000 |  |  | Energy Policy 36 (2008) 2940-2953
No. 2 Fuel Oil | 743 | 743
No. 4 Fuel Oil | 743 | 743
No. 6 Fuel Oil | 743 | 743
Fly Wheel | 0 | 0
Jet Fuel | 260 | 260
Kerosene | 260 | 260
Bio Gas | 11 | 11
Natural Gas | 443 | 443
Refuse | 23 | 23
Sunlight | 32 | 32
Uranium | 66 | 66
Conventional Hydro | 10 | 10
Pumped Storage | 10 | 10
Wood | 27 | 27
Wind | 9 | 9

## Heat Rates BTU per kWh
Unit Type | Heat Rate (BTU/kWh) | Unnamed: 2 | Unnamed: 3 | Unnamed: 4 | Unnamed: 5 | Unnamed: 6
Steam Generator Coal | 10059 |  |  |  | Source: | https://www.eia.gov/electricity/annual/html/epa_08_02.html
Steam Generator Petroleum | 10197
Steam Generator Nuclear | 10458
Steam Generator Natural Gas | 10372
Gas Turbine Natural Gas | 11302
Gas Turbine Petroleum | 13550
Internal Combustion Natural Gas | 9322
Internal Combustion Petroleum | 10379
Combined Cycle Petroleum | 9676
Combined Cycle Natural Gas | 7655

## Heat Content of Fuels
Fuel Type | Units | Source | Heat Content Value
Bio Gas | BTU/ft3 | http://www.engineeringtoolbox.com/energy-content-d_868.html | 690
Butane | BTU/ft3 |  | 3225
Methane | BTU/ft3 |  | 1029
Coal | BTU/ton |  | 28000000
Fuel Oil 2 | BTU/gal |  | 139000
Fuel Oil 6 | BTU/gal |  | 153000
Kerosene | BTU/gal |  | 135000

## Natural Gas Pollutants
Natural Gas Pollutant | Source | Units | Value
CO2 |  | lb/million ft3 | 120000
Lead | https://www3.epa.gov/ttnchie1/ap42/ch01/final/c01s04.pdf | lb/million ft3 | 0.0005
N2O |  | lb/million ft3 | 2.2
PM_Total |  | lb/million ft3 | 7.6
SO2 |  | lb/million ft3 | 0.6
TOC |  | lb/million ft3 | 11
VOC |  | lb/million ft3 | 5.5
Methane |  | lb/million ft3 | 2.3
Formaldyhyde |  | lb/million ft3 | 0.075
Hexane |  | lb/million ft3 | 1.8
Benzene |  | lb/million ft3 | 0.0021
Toluene |  | lb/million ft3 | 0.0034
Arsenic |  | lb/million ft3 | 0.0002
Beryllium |  | lb/million ft3 | 1.2e-05
Cadmium |  | lb/million ft3 | 0.0011
Chromium |  | lb/million ft3 | 0.0014
Colbalt |  | lb/million ft3 | 8.4e-11
Manganese |  | lb/million ft3 | 0.00038
Mercury |  | lb/million ft3 | 0.00026
Nickel |  | lb/million ft3 | 0.0021
Selenium |  | lb/million ft3 | 2.4e-05

## Coal Pollutants
Coal Pollutant | Source | Units | Value
CO2 |  | lbs/ton | 5500
Lead | https://www3.epa.gov/ttn/chief/ap42/ch01/final/c01s01.pdf | lbs/ton | 0.00042
N2O |  | lbs/ton | 0.05
PM |  | lbs/ton | 16
Methane |  | lbs/ton | 0.05
Formaldyhyde |  | lbs/ton | 0.00024
Hexane |  | lbs/ton | 6.7e-05
Benzene |  | lbs/ton | 0.0013
Toluene |  | lbs/ton | 0.00024
Arsenic |  | lbs/ton | 0.00041
Beryllium |  | lbs/ton | 2.1e-05
Cadmium |  | lbs/ton | 5.1e-05
Chromium |  | lbs/ton | 0.00026
Colbalt |  | lbs/ton | 0.0001
Manganese |  | lbs/ton | 0.00049
Mercury |  | lbs/ton | 8.3e-05
Nickel |  | lbs/ton | 0.00028
Selenium |  | lbs/ton | 0.0013
Methylene Chloride |  | lbs/ton | 0.00029
Phenol |  | lbs/ton | 1.6e-05
Trichloroethylene |  | lbs/ton | 4.3e-05

## Oil Pollutants
Fuel Oil Pollutant | Source | Units | Value
CO2 |  | lbs/1000 gallons | 25000
Aresenic | https://www3.epa.gov/ttn/chief/ap42/ch01/final/c01s03.pdf | lbs/1000 gallons | 0.00132
Beryllium |  | lbs/1000 gallons | 2.78e-05
Cadmium |  | lbs/1000 gallons | 0.000398
Chromium |  | lbs/1000 gallons | 0.000845
Cobalt |  | lbs/1000 gallons | 0.00602
Lead |  | lbs/1000 gallons | 0.00151
Manganese |  | lbs/1000 gallons | 0.003
Mercury |  | lbs/1000 gallons | 0.000113
Nickel |  | lbs/1000 gallons | 0.0845
Selenium |  | lbs/1000 gallons | 0.000683
Benzene |  | lbs/1000 gallons | 0.000214
Trichloroethane |  | lbs/1000 gallons | 0.000234
Toluene |  | lbs/1000 gallons | 0.0062
o-Xylene |  | lbs/1000 gallons | 0.000109
Formaldehyde |  | lbs/1000 gallons | 0.033

## Atmospheric Coal Pollutants
Unnamed: 0 | NYCA Totals | Zone A | Zone B | Zone C | Zone D | Zone E | Zone F | Zone G | Zone H | Zone I | Zone J | Zone K
BTU Coal | 5707962650880 | 3493369992000 | 0 | 2214592658880 | 0 | 0 | 0 | 0 | 0 | 0 | 0 | 0
CO2 (lbs) | 1121206949.28 | 686197677 | 0 | 435009272.28 | 0 | 0 | 0 | 0 | 0 | 0 | 0 | 0
CO2 (MT) | 508571.5222 | 311254.4008 | 0 | 197317.1214 | 0 | 0 | 0 | 0 | 0 | 0 | 0 | 0
Tons Coal | 203855.809 | 124763.214 | 0 | 79092.595 | 0 | 0 | 0 | 0 | 0 | 0 | 0 | 0
Lead (lbs) | 85.6194 | 52.4005 | 0 | 33.2189 | 0 | 0 | 0 | 0 | 0 | 0 | 0 | 0
N2O (lbs) | 10192.7904 | 6238.1607 | 0 | 3954.6297 | 0 | 0 | 0 | 0 | 0 | 0 | 0 | 0
Nitrous Oxide (MT) | 4.6234 | 2.8296 | 0 | 1.7938 | 0 | 0 | 0 | 0 | 0 | 0 | 0 | 0
Nitrous Oxide (MT CO2eq) | 1239.0652 | 758.3289 | 0 | 480.7363 | 0 | 0 | 0 | 0 | 0 | 0 | 0 | 0
PM (lbs) | 3261692.9434 | 1996211.424 | 0 | 1265481.5194 | 0 | 0 | 0 | 0 | 0 | 0 | 0 | 0
PM (MT) | 1479.4808 | 905.4673 | 0 | 574.0134 | 0 | 0 | 0 | 0 | 0 | 0 | 0 | 0
Methane (lbs) | 10192.7904 | 6238.1607 | 0 | 3954.6297 | 0 | 0 | 0 | 0 | 0 | 0 | 0 | 0
Methane (MT) | 4.6234 | 2.8296 | 0 | 1.7938 | 0 | 0 | 0 | 0 | 0 | 0 | 0 | 0
Methane (MT CO2eq) | 485.4546 | 297.1065 | 0 | 188.3482 | 0 | 0 | 0 | 0 | 0 | 0 | 0 | 0
Formaldyhyde (lbs) | 48.9254 | 29.9432 | 0 | 18.9822 | 0 | 0 | 0 | 0 | 0 | 0 | 0 | 0
Hexane (lbs) | 13.6583 | 8.3591 | 0 | 5.2992 | 0 | 0 | 0 | 0 | 0 | 0 | 0 | 0
Benzene (lbs) | 265.0126 | 162.1922 | 0 | 102.8204 | 0 | 0 | 0 | 0 | 0 | 0 | 0 | 0
Toluene (lbs) | 48.9254 | 29.9432 | 0 | 18.9822 | 0 | 0 | 0 | 0 | 0 | 0 | 0 | 0
Arsenic (lbs) | 83.5809 | 51.1529 | 0 | 32.428 | 0 | 0 | 0 | 0 | 0 | 0 | 0 | 0
Beryllium (lbs) | 4.281 | 2.62 | 0 | 1.6609 | 0 | 0 | 0 | 0 | 0 | 0 | 0 | 0
Cadmium (lbs) | 10.3966 | 6.3629 | 0 | 4.0337 | 0 | 0 | 0 | 0 | 0 | 0 | 0 | 0
Chromium (lbs) | 53.0025 | 32.4384 | 0 | 20.5641 | 0 | 0 | 0 | 0 | 0 | 0 | 0 | 0
Colbalt (lbs) | 20.3856 | 12.4763 | 0 | 7.9093 | 0 | 0 | 0 | 0 | 0 | 0 | 0 | 0
Manganese (lbs) | 99.8893 | 61.134 | 0 | 38.7554 | 0 | 0 | 0 | 0 | 0 | 0 | 0 | 0
Mercury (lbs) | 16.92 | 10.3553 | 0 | 6.5647 | 0 | 0 | 0 | 0 | 0 | 0 | 0 | 0
Nickel (lbs) | 57.0796 | 34.9337 | 0 | 22.1459 | 0 | 0 | 0 | 0 | 0 | 0 | 0 | 0
Selenium (lbs) | 265.0126 | 162.1922 | 0 | 102.8204 | 0 | 0 | 0 | 0 | 0 | 0 | 0 | 0
Methylene Chloride (lbs) | 59.1182 | 36.1813 | 0 | 22.9369 | 0 | 0 | 0 | 0 | 0 | 0 | 0 | 0
Phenol (lbs) | 3.2617 | 1.9962 | 0 | 1.2655 | 0 | 0 | 0 | 0 | 0 | 0 | 0 | 0
Trichloroethylene (lbs) | 8.7658 | 5.3648 | 0 | 3.401 | 0 | 0 | 0 | 0 | 0 | 0 | 0 | 0
Total CO2eq (MT) | 509061.6002 | 311554.3368 | 0 | 197507.2634 | 0 | 0 | 0 | 0 | 0 | 0 | 0 | 0

## Atmospheric Methane Pollutants
Unnamed: 0 | NYCA Totals | Zone A | Zone B | Zone C | Zone D | Zone E | Zone F | Zone G | Zone H | Zone I | Zone J | Zone K
Trillion BTU Methane | 331.3589 | 3.439 | 0.41672 | 35.8565 | 0.50521 | 0.19107 | 96.5332 | 9.3092 | 0 | 0 | 123.7788 | 61.3293
CO2 (lbs) | 38642437148.6799 | 401047280.0583 | 48596707.4052 | 4181519113.8443 | 58917138.2332 | 22282334.688 | 11257511283.4927 | 1085616611.4577 | 0 | 0 | 14434840498.4799 | 7152106181.0204
CO2 (MT) | 17527935.494 | 181912.2026 | 22043.1219 | 1896707.4207 | 26724.3961 | 10107.109 | 5106327.2961 | 492427.9973 | 0 | 0 | 6547541.2989 | 3244144.6512
Lead (lbs) | 161.0102 | 1.671 | 0.20249 | 17.423 | 0.24549 | 0.092843 | 46.9063 | 4.5234 | 0 | 0 | 60.1452 | 29.8004
N2O (lbs) | 708444.6811 | 7352.5335 | 890.9396 | 76661.1838 | 1080.1475 | 408.5095 | 206387.7069 | 19902.9712 | 0 | 0 | 264638.7425 | 131121.9467
N2O (MT) | 321.3455 | 3.3351 | 0.40412 | 34.773 | 0.48995 | 0.1853 | 93.616 | 9.0278 | 0 | 0 | 120.0383 | 59.476
N2O CO2eq (MT) | 86120.5897 | 893.7953 | 108.3052 | 9319.1558 | 131.3059 | 49.6596 | 25089.0881 | 2419.4629 | 0 | 0 | 32170.2529 | 15939.5641
PM (lbs) | 2447354.3527 | 25399.6611 | 3077.7915 | 264829.5439 | 3731.4188 | 1411.2145 | 712975.7146 | 68755.7187 | 0 | 0 | 914206.5649 | 452966.7248
PM (MT) | 1110.1026 | 11.5211 | 1.3961 | 120.1248 | 1.6925 | 0.64012 | 323.4007 | 31.1871 | 0 | 0 | 414.6776 | 205.4625
SO2 (lbs) | 193212.1857 | 2005.2364 | 242.9835 | 20907.5956 | 294.5857 | 111.4117 | 56287.5564 | 5428.0831 | 0 | 0 | 72174.2025 | 35760.5309
TOC (lbs) | 3542223.4053 | 36762.6673 | 4454.6982 | 383305.9188 | 5400.7377 | 2042.5473 | 1031938.5343 | 99514.8561 | 0 | 0 | 1323193.7124 | 655609.7333
VOC (lbs) | 1771111.7026 | 18381.3337 | 2227.3491 | 191652.9594 | 2700.3688 | 1021.2737 | 515969.2672 | 49757.428 | 0 | 0 | 661596.8562 | 327804.8666
Methane (lbs) | 740646.712 | 7686.7395 | 931.4369 | 80145.783 | 1129.2451 | 427.0781 | 215768.9663 | 20807.6517 | 0 | 0 | 276667.7762 | 137082.0351
Methane (MT) | 335.9521 | 3.4867 | 0.42249 | 36.3536 | 0.51222 | 0.19372 | 97.8713 | 9.4382 | 0 | 0 | 125.4945 | 62.1794
Methane CO2eq (MT) | 35274.9702 | 366.0983 | 44.3618 | 3817.1237 | 53.7828 | 20.3406 | 10276.4837 | 991.0113 | 0 | 0 | 13176.9269 | 6528.8411
Formaldyhyde (lbs) | 24151.5232 | 250.6546 | 30.3729 | 2613.4494 | 36.8232 | 13.9265 | 7035.9446 | 678.5104 | 0 | 0 | 9021.7753 | 4470.0664
Hexane (lbs) | 579636.5572 | 6015.7092 | 728.9506 | 62722.7867 | 883.7571 | 334.235 | 168862.6693 | 16284.2492 | 0 | 0 | 216522.6075 | 107281.5927
Benzene (lbs) | 676.2427 | 7.0183 | 0.85044 | 73.1766 | 1.031 | 0.38994 | 197.0064 | 18.9983 | 0 | 0 | 252.6097 | 125.1619
Toluene (lbs) | 1094.8691 | 11.363 | 1.3769 | 118.4764 | 1.6693 | 0.63133 | 318.9628 | 30.7591 | 0 | 0 | 408.9871 | 202.643
Arsenic (lbs) | 64.4041 | 0.66841 | 0.080995 | 6.9692 | 0.098195 | 0.037137 | 18.7625 | 1.8094 | 0 | 0 | 24.0581 | 11.9202
Beryllium (lbs) | 3.8642 | 0.040105 | 0.0048597 | 0.41815 | 0.0058917 | 0.0022282 | 1.1258 | 0.10856 | 0 | 0 | 1.4435 | 0.71521
Cadmium (lbs) | 354.2223 | 3.6763 | 0.44547 | 38.3306 | 0.54007 | 0.20425 | 103.1939 | 9.9515 | 0 | 0 | 132.3194 | 65.561
Chromium (lbs) | 450.8284 | 4.6789 | 0.56696 | 48.7844 | 0.68737 | 0.25996 | 131.3376 | 12.6655 | 0 | 0 | 168.4065 | 83.4412
Colbalt (lbs) | 2.705e-05 | 2.8073e-07 | 3.4018e-08 | 2.9271e-06 | 4.1242e-08 | 1.5598e-08 | 7.8803e-06 | 7.5993e-07 | 0 | 0 | 1.0104e-05 | 5.0065e-06
Manganese (lbs) | 122.3677 | 1.27 | 0.15389 | 13.2415 | 0.18657 | 0.070561 | 35.6488 | 3.4378 | 0 | 0 | 45.7103 | 22.6483
Mercury (lbs) | 83.7253 | 0.86894 | 0.10529 | 9.06 | 0.12765 | 0.048278 | 24.3913 | 2.3522 | 0 | 0 | 31.2755 | 15.4962
Nickel (lbs) | 676.2427 | 7.0183 | 0.85044 | 73.1766 | 1.031 | 0.38994 | 197.0064 | 18.9983 | 0 | 0 | 252.6097 | 125.1619
Selenium (lbs) | 7.7285 | 0.080209 | 0.0097193 | 0.8363 | 0.011783 | 0.0044565 | 2.2515 | 0.21712 | 0 | 0 | 2.887 | 1.4304
Total CO2eq (MT) | 17563531.8096 | 182281.6359 | 22087.8878 | 1900559.3174 | 26778.6689 | 10127.6349 | 5116697.3958 | 493428.0365 | 0 | 0 | 6560838.2641 | 3250732.9683