## NYCA_2019
Line No. | Billing Org | Station Unit | Zone | PTID | Town | Cnty | St | YYY-MM-DD | Nameplate MW | CRIS SUM MW | CRIS WIN MW | CAPABILITY SUM MW | CAPABILITY WIN MW | DUAL | Unit Type | Fuel Type 1 | Fuel Type 2 | 2018 GWh | Notes | Capacity | CO2 Emissions MTCO2 | CO2 Emissions MMTCO2
R1001 | Astoria Energy II, LLC | Astoria Energy 2 - CC3 | J | 323677 | Queens | Queens | NY | 2011-07-01 | 330 | 288 | 376.3 | 286.5 | 331.8 | YES | Combined Cycle | Natural Gas | No. 2 Fuel Oil | 2750.3 | (G) | 0.9514 | 1218382.9 | 1.2184
R1002 | Astoria Energy II, LLC | Astoria Energy 2 - CC4 | J | 323678 | Queens | Queens | NY | 2011-07-01 | 330 | 288 | 376.3 | 286.5 | 331.8 | YES | Combined Cycle | Natural Gas | No. 2 Fuel Oil
R1003 | Astoria Energy, LLC | Astoria East Energy - CC1 | J | 323581 | Queens | Queens | NY | 2006-04-01 | 320 | 292.6 | 355.3 | 290.1 | 332.5 | YES | Combined Cycle | Natural Gas | No. 2 Fuel Oil | 3584.2 | (G) |  | 1587800.6 | 1.5878
R1004 | Astoria Energy, LLC | Astoria East Energy - CC2 | J | 323582 | Queens | Queens | NY | 2006-04-01 | 320 | 292.6 | 355.3 | 290.1 | 332.5 | YES | Combined Cycle | Natural Gas | No. 2 Fuel Oil
R1005 | Astoria Generating Company L.P. | Astoria 2 | J | 24149 | Queens | Queens | NY | 1954-03-01 | 180 | 177 | 177 | 172.4 | 170.5 |  | Steam Turbine (Fossil) | Natural Gas |  | 12.6 |  | 0.0079909 | 5581.8 | 0.0055818
R1006 | Astoria Generating Company L.P. | Astoria 3 | J | 23516 | Queens | Queens | NY | 1958-09-01 | 376 | 369.9 | 369.9 | 370.2 | 373.2 | YES | Steam Turbine (Fossil) | No. 6 Fuel Oil | Natural Gas | 307.3 |  | 0.093298 | 228323.9 | 0.22832
R1007 | Astoria Generating Company L.P. | Astoria 5 | J | 23518 | Queens | Queens | NY | 1962-05-01 | 387 | 376.3 | 376.3 | 376.9 | 384.2 | YES | Steam Turbine (Fossil) | No. 6 Fuel Oil | Natural Gas | 757.8 |  | 0.22353 | 563045.4 | 0.56305
R1008 | Astoria Generating Company L.P. | Astoria GT 01 | J | 23523 | Queens | Queens | NY | 1967-07-01 | 16 | 15.7 | 20.5 | 14.2 | 18.9 |  | Combustion Turbine | Natural Gas |  | 1 |  | 0.0071347 | 443 | 0.000443
R1009 | Astoria Generating Company L.P. | Gowanus 1-1 | J | 24077 | Brooklyn | Kings | NY | 1971-06-01 | 20 | 19.1 | 24.9 | 18.8 | 24.4 |  | Combustion Turbine | No. 2 Fuel Oil |  | 0.3 |  | 0.0017123 | 222.9 | 0.0002229
R1010 | Astoria Generating Company L.P. | Gowanus 1-2 | J | 24078 | Brooklyn | Kings | NY | 1971-06-01 | 20 | 17.1 | 22.3 | 19.4 | 24.9 |  | Combustion Turbine | No. 2 Fuel Oil |  | 0.2 |  | 0.0011416 | 148.6 | 0.0001486
R1011 | Astoria Generating Company L.P. | Gowanus 1-3 | J | 24079 | Brooklyn | Kings | NY | 1971-06-01 | 20 | 17.2 | 22.5 | 17.7 | 22.9 |  | Combustion Turbine | No. 2 Fuel Oil |  | 0.2 |  | 0.0011416 | 148.6 | 0.0001486
R1012 | Astoria Generating Company L.P. | Gowanus 1-4 | J | 24080 | Brooklyn | Kings | NY | 1971-06-01 | 20 | 17.1 | 22.3 | 16.7 | 21.3 |  | Combustion Turbine | No. 2 Fuel Oil |  | 0.1 |  | 0.00057078 | 74.3 | 7.43e-05
R1013 | Astoria Generating Company L.P. | Gowanus 1-5 | J | 24084 | Brooklyn | Kings | NY | 1971-06-01 | 20 | 16.5 | 21.6 | 17.2 | 22.3 |  | Combustion Turbine | No. 2 Fuel Oil |  | 0.1 |  | 0.00057078 | 74.3 | 7.43e-05
R1014 | Astoria Generating Company L.P. | Gowanus 1-6 | J | 24111 | Brooklyn | Kings | NY | 1971-06-01 | 20 | 18 | 23.5 | 16.6 | 21.4 |  | Combustion Turbine | No. 2 Fuel Oil |  | 0.1 |  | 0.00057078 | 74.3 | 7.43e-05
R1015 | Astoria Generating Company L.P. | Gowanus 1-7 | J | 24112 | Brooklyn | Kings | NY | 1971-06-01 | 20 | 17.6 | 23 | 17.6 | 22.4 |  | Combustion Turbine | No. 2 Fuel Oil |  | 0.1 |  | 0.00057078 | 74.3 | 7.43e-05
R1016 | Astoria Generating Company L.P. | Gowanus 1-8 | J | 24113 | Brooklyn | Kings | NY | 1971-06-01 | 20 | 16.1 | 21 | 15.9 | 20.9 |  | Combustion Turbine | No. 2 Fuel Oil
R1017 | Astoria Generating Company L.P. | Gowanus 2-1 | J | 24114 | Brooklyn | Kings | NY | 1971-06-01 | 20 | 17.9 | 23.4 | 17 | 22.5 | YES | Combustion Turbine | No. 2 Fuel Oil | Natural Gas | 1.9 |  | 0.010845 | 1411.7 | 0.0014117
R1018 | Astoria Generating Company L.P. | Gowanus 2-2 | J | 24115 | Brooklyn | Kings | NY | 1971-06-01 | 20 | 18.8 | 24.6 | 18.3 | 24.1 | YES | Combustion Turbine | No. 2 Fuel Oil | Natural Gas | 1.8 |  | 0.010274 | 1337.4 | 0.0013374
R1019 | Astoria Generating Company L.P. | Gowanus 2-3 | J | 24116 | Brooklyn | Kings | NY | 1971-06-01 | 20 | 20.6 | 26.9 | 19.1 | 24.9 | YES | Combustion Turbine | No. 2 Fuel Oil | Natural Gas | 1.9 |  | 0.010845 | 1411.7 | 0.0014117
R1020 | Astoria Generating Company L.P. | Gowanus 2-4 | J | 24117 | Brooklyn | Kings | NY | 1971-06-01 | 20 | 19.3 | 25.2 | 17.3 | 23.1 | YES | Combustion Turbine | No. 2 Fuel Oil | Natural Gas | 0.8 |  | 0.0045662 | 594.4 | 0.0005944
R1021 | Astoria Generating Company L.P. | Gowanus 2-5 | J | 24118 | Brooklyn | Kings | NY | 1971-06-01 | 20 | 18.6 | 24.3 | 18 | 23.4 | YES | Combustion Turbine | No. 2 Fuel Oil | Natural Gas | 0.6 |  | 0.0034247 | 445.8 | 0.0004458
R1022 | Astoria Generating Company L.P. | Gowanus 2-6 | J | 24119 | Brooklyn | Kings | NY | 1971-06-01 | 20 | 20.3 | 26.5 | 19.5 | 24.9 | YES | Combustion Turbine | No. 2 Fuel Oil | Natural Gas | 1 |  | 0.0057078 | 743 | 0.000743
R1023 | Astoria Generating Company L.P. | Gowanus 2-7 | J | 24120 | Brooklyn | Kings | NY | 1971-06-01 | 20 | 19.6 | 25.6 | 19.1 | 24.7 | YES | Combustion Turbine | No. 2 Fuel Oil | Natural Gas | 1 |  | 0.0057078 | 743 | 0.000743
R1024 | Astoria Generating Company L.P. | Gowanus 2-8 | J | 24121 | Brooklyn | Kings | NY | 1971-06-01 | 20 | 17.7 | 23.1 | 17.7 | 22.9 | YES | Combustion Turbine | No. 2 Fuel Oil | Natural Gas | 0.4 |  | 0.0022831 | 297.2 | 0.0002972
R1025 | Astoria Generating Company L.P. | Gowanus 3-1 | J | 24122 | Brooklyn | Kings | NY | 1971-07-01 | 20 | 17.7 | 23.1 | 16.9 | 21.9 | YES | Combustion Turbine | No. 2 Fuel Oil | Natural Gas | 0.9 |  | 0.005137 | 668.7 | 0.0006687
R1026 | Astoria Generating Company L.P. | Gowanus 3-2 | J | 24123 | Brooklyn | Kings | NY | 1971-07-01 | 20 | 17.7 | 23.1 | 17.1 | 22.6 | YES | Combustion Turbine | No. 2 Fuel Oil | Natural Gas | 0.7 |  | 0.0039954 | 520.1 | 0.0005201
R1027 | Astoria Generating Company L.P. | Gowanus 3-3 | J | 24124 | Brooklyn | Kings | NY | 1971-07-01 | 20 | 19.8 | 25.9 | 18 | 23.8 | YES | Combustion Turbine | No. 2 Fuel Oil | Natural Gas | 1 |  | 0.0057078 | 743 | 0.000743
R1028 | Astoria Generating Company L.P. | Gowanus 3-4 | J | 24125 | Brooklyn | Kings | NY | 1971-07-01 | 20 | 17.9 | 23.4 | 16.2 | 21.4 | YES | Combustion Turbine | No. 2 Fuel Oil | Natural Gas | 1 |  | 0.0057078 | 743 | 0.000743
R1029 | Astoria Generating Company L.P. | Gowanus 3-5 | J | 24126 | Brooklyn | Kings | NY | 1971-07-01 | 20 | 19 | 24.8 | 17.3 | 22.8 | YES | Combustion Turbine | No. 2 Fuel Oil | Natural Gas | 1.4 |  | 0.0079909 | 1040.2 | 0.0010402
R1030 | Astoria Generating Company L.P. | Gowanus 3-6 | J | 24127 | Brooklyn | Kings | NY | 1971-07-01 | 20 | 17.6 | 23 | 15.5 | 21 | YES | Combustion Turbine | No. 2 Fuel Oil | Natural Gas | 0.7 |  | 0.0039954 | 520.1 | 0.0005201
R1031 | Astoria Generating Company L.P. | Gowanus 3-7 | J | 24128 | Brooklyn | Kings | NY | 1971-07-01 | 20 | 18.1 | 23.6 | 18.1 | 23.9 | YES | Combustion Turbine | No. 2 Fuel Oil | Natural Gas | 0.5 |  | 0.0028539 | 371.5 | 0.0003715
R1032 | Astoria Generating Company L.P. | Gowanus 3-8 | J | 24129 | Brooklyn | Kings | NY | 1971-07-01 | 20 | 19 | 24.8 | 16.9 | 23.9 | YES | Combustion Turbine | No. 2 Fuel Oil | Natural Gas | 0.5 |  | 0.0028539 | 371.5 | 0.0003715
R1033 | Astoria Generating Company L.P. | Gowanus 4-1 | J | 24130 | Brooklyn | Kings | NY | 1971-07-01 | 20 | 16.8 | 21.9 | 18.9 | 24.4 |  | Combustion Turbine | No. 2 Fuel Oil |  | 0.2 |  | 0.0011416 | 148.6 | 0.0001486
R1034 | Astoria Generating Company L.P. | Gowanus 4-2 | J | 24131 | Brooklyn | Kings | NY | 1971-07-01 | 20 | 17.3 | 22.6 | 17.6 | 22.5 |  | Combustion Turbine | No. 2 Fuel Oil |  | 0.2 |  | 0.0011416 | 148.6 | 0.0001486
R1035 | Astoria Generating Company L.P. | Gowanus 4-3 | J | 24132 | Brooklyn | Kings | NY | 1971-07-01 | 20 | 17.6 | 23 | 16.6 | 20.4 |  | Combustion Turbine | No. 2 Fuel Oil |  | 0.1 |  | 0.00057078 | 74.3 | 7.43e-05
R1036 | Astoria Generating Company L.P. | Gowanus 4-4 | J | 24133 | Brooklyn | Kings | NY | 1971-07-01 | 20 | 17.1 | 22.3 | 16.5 | 22.3 |  | Combustion Turbine | No. 2 Fuel Oil |  | 0.1 |  | 0.00057078 | 74.3 | 7.43e-05
R1037 | Astoria Generating Company L.P. | Gowanus 4-5 | J | 24134 | Brooklyn | Kings | NY | 1971-07-01 | 20 | 17.1 | 22.3 | 16.4 | 22.1 |  | Combustion Turbine | No. 2 Fuel Oil |  | 0.1 |  | 0.00057078 | 74.3 | 7.43e-05
R1038 | Astoria Generating Company L.P. | Gowanus 4-6 | J | 24135 | Brooklyn | Kings | NY | 1971-07-01 | 20 | 18.6 | 24.3 | 18.1 | 23 |  | Combustion Turbine | No. 2 Fuel Oil |  | 0.1 |  | 0.00057078 | 74.3 | 7.43e-05
R1039 | Astoria Generating Company L.P. | Gowanus 4-7 | J | 24136 | Brooklyn | Kings | NY | 1971-07-01 | 20 | 16.6 | 21.7 | 17.2 | 21.7 |  | Combustion Turbine | No. 2 Fuel Oil
R1040 | Astoria Generating Company L.P. | Gowanus 4-8 | J | 24137 | Brooklyn | Kings | NY | 1971-07-01 | 20 | 19 | 24.8 | 17.4 | 21.9 |  | Combustion Turbine | No. 2 Fuel Oil |  | 0.2 |  | 0.0011416 | 148.6 | 0.0001486
R1041 | Astoria Generating Company L.P. | Narrows 1-1 | J | 24228 | Brooklyn | Kings | NY | 1972-05-01 | 22 | 21 | 27.4 | 19.3 | 24.9 | YES | Combustion Turbine | No. 2 Fuel Oil | Natural Gas | 6.4 |  | 0.033209 | 4755.2 | 0.0047552
R1042 | Astoria Generating Company L.P. | Narrows 1-2 | J | 24229 | Brooklyn | Kings | NY | 1972-05-01 | 22 | 19.5 | 25.5 | 17.1 | 23.8 | YES | Combustion Turbine | No. 2 Fuel Oil | Natural Gas | 3.6 |  | 0.01868 | 2674.8 | 0.0026748
R1043 | Astoria Generating Company L.P. | Narrows 1-3 | J | 24230 | Brooklyn | Kings | NY | 1972-05-01 | 22 | 20.4 | 26.6 | 18.3 | 24.9 | YES | Combustion Turbine | No. 2 Fuel Oil | Natural Gas | 4 |  | 0.020756 | 2972 | 0.002972
R1044 | Astoria Generating Company L.P. | Narrows 1-4 | J | 24231 | Brooklyn | Kings | NY | 1972-05-01 | 22 | 20.1 | 26.3 | 18.8 | 24.9 | YES | Combustion Turbine | No. 2 Fuel Oil | Natural Gas | 2.7 |  | 0.01401 | 2006.1 | 0.0020061
R1045 | Astoria Generating Company L.P. | Narrows 1-5 | J | 24232 | Brooklyn | Kings | NY | 1972-05-01 | 22 | 19.8 | 25.9 | 19.9 | 24.9 | YES | Combustion Turbine | No. 2 Fuel Oil | Natural Gas | 3 |  | 0.015567 | 2229 | 0.002229
R1046 | Astoria Generating Company L.P. | Narrows 1-6 | J | 24233 | Brooklyn | Kings | NY | 1972-05-01 | 22 | 18.9 | 24.7 | 16.5 | 22.2 | YES | Combustion Turbine | No. 2 Fuel Oil | Natural Gas | 3 |  | 0.015567 | 2229 | 0.002229
R1047 | Astoria Generating Company L.P. | Narrows 1-7 | J | 24234 | Brooklyn | Kings | NY | 1972-05-01 | 22 | 18.4 | 24 | 19.4 | 24.9 | YES | Combustion Turbine | No. 2 Fuel Oil | Natural Gas | 6.1 |  | 0.031652 | 4532.3 | 0.0045323
R1048 | Astoria Generating Company L.P. | Narrows 1-8 | J | 24235 | Brooklyn | Kings | NY | 1972-05-01 | 22 | 19.9 | 26 | 17.5 | 23.2 | YES | Combustion Turbine | No. 2 Fuel Oil | Natural Gas | 4.6 |  | 0.023869 | 3417.8 | 0.0034178
R1049 | Astoria Generating Company L.P. | Narrows 2-1 | J | 24236 | Brooklyn | Kings | NY | 1972-06-01 | 22 | 19.4 | 25.3 | 19.2 | 24.8 | YES | Combustion Turbine | No. 2 Fuel Oil | Natural Gas | 3.4 |  | 0.017642 | 2526.2 | 0.0025262
R1050 | Astoria Generating Company L.P. | Narrows 2-2 | J | 24237 | Brooklyn | Kings | NY | 1972-06-01 | 22 | 18.7 | 24.4 | 16.4 | 22.9 | YES | Combustion Turbine | No. 2 Fuel Oil | Natural Gas | 3.4 |  | 0.017642 | 2526.2 | 0.0025262
R1051 | Astoria Generating Company L.P. | Narrows 2-3 | J | 24238 | Brooklyn | Kings | NY | 1972-06-01 | 22 | 18.4 | 24 | 17.5 | 23.8 | YES | Combustion Turbine | No. 2 Fuel Oil | Natural Gas | 3.4 |  | 0.017642 | 2526.2 | 0.0025262
R1052 | Astoria Generating Company L.P. | Narrows 2-4 | J | 24239 | Brooklyn | Kings | NY | 1972-06-01 | 22 | 18.4 | 24 | 17.9 | 24.2 | YES | Combustion Turbine | No. 2 Fuel Oil | Natural Gas | 7 |  | 0.036322 | 5201 | 0.005201
R1053 | Astoria Generating Company L.P. | Narrows 2-5 | J | 24240 | Brooklyn | Kings | NY | 1972-06-01 | 22 | 19.9 | 26 | 18.1 | 24.4 | YES | Combustion Turbine | No. 2 Fuel Oil | Natural Gas | 4.8 |  | 0.024907 | 3566.4 | 0.0035664
R1054 | Astoria Generating Company L.P. | Narrows 2-6 | J | 24241 | Brooklyn | Kings | NY | 1972-06-01 | 22 | 18.1 | 23.6 | 16.3 | 21.9 | YES | Combustion Turbine | No. 2 Fuel Oil | Natural Gas | 2.8 |  | 0.014529 | 2080.4 | 0.0020804
R1055 | Astoria Generating Company L.P. | Narrows 2-7 | J | 24242 | Brooklyn | Kings | NY | 1972-06-01 | 22 | 20.7 | 27 | 18.5 | 24.9 | YES | Combustion Turbine | No. 2 Fuel Oil | Natural Gas | 6.6 |  | 0.034247 | 4903.8 | 0.0049038
R1056 | Astoria Generating Company L.P. | Narrows 2-8 | J | 24243 | Brooklyn | Kings | NY | 1972-06-01 | 22 | 17.5 | 22.9 | 16.3 | 21.9 | YES | Combustion Turbine | No. 2 Fuel Oil | Natural Gas | 6.4 |  | 0.033209 | 4755.2 | 0.0047552
R1057 | Bayonne Energy Center, LLC | Bayonne EC CTG1 | J | 323682 | Bayonne NJ | Hudson | NJ | 2012-06-01 | 64 | 64 | 66.5 | 57.5 | 62.9 | YES | Jet Engine | Natural Gas | Kerosene | 78.1 |  | 0.13931 | 34598.3 | 0.034598
R1058 | Bayonne Energy Center, LLC | Bayonne EC CTG2 | J | 323683 | Bayonne NJ | Hudson | NJ | 2012-06-01 | 64 | 64 | 66.5 | 57.9 | 62.5 | YES | Jet Engine | Natural Gas | Kerosene | 86.6 |  | 0.15447 | 38363.8 | 0.038364
R1059 | Bayonne Energy Center, LLC | Bayonne EC CTG3 | J | 323684 | Bayonne NJ | Hudson | NJ | 2012-06-01 | 64 | 64 | 66.5 | 59.3 | 62.3 | YES | Jet Engine | Natural Gas | Kerosene | 72.4 |  | 0.12914 | 32073.2 | 0.032073
R1060 | Bayonne Energy Center, LLC | Bayonne EC CTG4 | J | 323685 | Bayonne NJ | Hudson | NJ | 2012-06-01 | 64 | 64 | 66.5 | 56.5 | 62.4 | YES | Jet Engine | Natural Gas | Kerosene | 74.3 |  | 0.13253 | 32914.9 | 0.032915
R1061 | Bayonne Energy Center, LLC | Bayonne EC CTG5 | J | 323686 | Bayonne NJ | Hudson | NJ | 2012-06-01 | 64 | 64 | 66.5 | 56.5 | 62.4 | YES | Jet Engine | Natural Gas | Kerosene | 79.8 |  | 0.14234 | 35351.4 | 0.035351
R1062 | Bayonne Energy Center, LLC | Bayonne EC CTG6 | J | 323687 | Bayonne NJ | Hudson | NJ | 2012-06-01 | 64 | 64 | 66.5 | 57.7 | 62.7 | YES | Jet Engine | Natural Gas | Kerosene | 72.1 |  | 0.1286 | 31940.3 | 0.03194
R1063 | Bayonne Energy Center, LLC | Bayonne EC CTG7 | J | 323688 | Bayonne NJ | Hudson | NJ | 2012-06-01 | 64 | 64 | 66.5 | 59.7 | 63.1 | YES | Jet Engine | Natural Gas | Kerosene | 89.9 |  | 0.16035 | 39825.7 | 0.039826
R1064 | Bayonne Energy Center, LLC | Bayonne EC CTG8 | J | 323689 | Bayonne NJ | Hudson | NJ | 2012-06-01 | 64 | 64 | 66.5 | 58.5 | 62.9 | YES | Jet Engine | Natural Gas | Kerosene | 80.7 |  | 0.14394 | 35750.1 | 0.03575
R1065 | Bayonne Energy Center, LLC | Bayonne EC CTG9 | J | 323749 | Bayonne NJ | Hudson | NJ | 2018-06-01 | 64 | 60.2 | 64.7 | 61.3 | 65.6 | YES | Jet Engine | Natural Gas | Kerosene | 65.7 | (1) (N) | 0.11719 | 29105.1 | 0.029105
R1066 | Bayonne Energy Center, LLC | Bayonne EC CTG10 | J | 323750 | Bayonne NJ | Hudson | NJ | 2018-06-01 | 64 | 60.2 | 64.7 | 60.8 | 65.3 | YES | Jet Engine | Natural Gas | Kerosene | 62.5 | (2) (N) | 0.11148 | 27687.5 | 0.027688
R1067 | Binghamton BOP, LLC | Binghamton (RET - 1/9/18) | C | 23790 | Binghamton | Broome | NY | 2001-03-01 | 47.7 | 43.8 | 57.2 | 0 | 0 | YES | Combined Cycle | Natural Gas | Kerosene | 3.5 | (3) (R) | 0.0083762 | 1550.5 | 0.0015505
R1068 | Black River Hydroelectric, LLC | Glen Park Hydro | E | 23778 | Glen Park | Jefferson | NY | 1986-01-01 | 32.6 | 40.4 | 40.4 | 32.6 | 32.6 |  | Conventional Hydro | Water |  | 147.9 |  | 0.5179 | 1479 | 0.001479
R1069 | Boralex Hydro Operations Inc | Fourth Branch | F | 23824 | Waterford | Saratoga | NY | 1987-12-01 | 3.3 | 3.5 | 3.5 | 3.3 | 3.3 |  | Conventional Hydro | Water |  | 15.9 |  | 0.55002 | 159 | 0.000159
R1070 | Boralex Hydro Operations Inc | NYS Dam | F | 23527 | Waterford | Saratoga | NY | 1990-12-01 | 11.4 | 11.3 | 11.3 | 11.4 | 11.4 |  | Conventional Hydro | Water |  | 54.8 |  | 0.54875 | 548 | 0.000548
R1071 | Boralex Hydro Operations Inc | Sissonville | E | 23735 | Potsdam | St Lawrence | NY | 1990-08-01 | 3.1 | 3 | 3 | 3.1 | 3.1 |  | Conventional Hydro | Water |  | 14.4 |  | 0.53027 | 144 | 0.000144
R1072 | Boralex Hydro Operations Inc | Warrensburg | F | 23737 | Warrensburg | Warren | NY | 1988-12-01 | 2.9 | 3 | 3 | 2.9 | 2.9 |  | Conventional Hydro | Water |  | 10.7 |  | 0.42119 | 107 | 0.000107
R1073 | Calpine Energy Services LP | Bethpage | K | 23823 | Hicksville | Nassau | NY | 1989-09-01 | 83.6 | 54.9 | 55.1 | 51.5 | 59.7 |  | Combined Cycle | Natural Gas |  | 262 |  | 0.35776 | 116066 | 0.11607
R1074 | Calpine Energy Services LP | Bethpage GT4 | K | 323586 | Hicksville | Nassau | NY | 2002-07-01 | 60 | 48.2 | 51.2 | 45 | 47.6 |  | Combustion Turbine | Natural Gas |  | 70.4 |  | 0.13394 | 31187.2 | 0.031187
R1075 | Calpine Energy Services LP | KIAC_JFK_GT1 | J | 23816 | Jamaica | Queens | NY | 1995-02-01 | 60.6 | 58.7 | 58.7 | 57.5 | 60.8 | YES | Combined Cycle | Natural Gas | No. 2 Fuel Oil | 603.1 | (G) |  | 267173.3 | 0.26717
R1076 | Calpine Energy Services LP | KIAC_JFK_GT2 | J | 23817 | Jamaica | Queens | NY | 1995-02-01 | 60.6 | 58.3 | 58.3 | 56.4 | 59.4 | YES | Combined Cycle | Natural Gas | No. 2 Fuel Oil
R1077 | Calpine Energy Services LP | Stony Brook (BTM:NG) | K | 24151 | Stony Brook | Suffolk | NY | 1995-04-01 | 47 | 9.6 | 9.6 | 0 | 0 | YES | Combustion Turbine | Natural Gas | No. 2 Fuel Oil | 83 | (4) (E) | 0.20159 | 36769 | 0.036769
R1078 | Canandaigua Power Partners, LLC | Canandaigua Wind Power | C | 323617 | Avoca | Steuben | NY | 2008-12-05 | 125 | 125 | 125 | 125 | 125 |  | Wind Turbine | Wind |  | 245.5 |  | 0.2242 | 2209.5 | 0.0022095
R1079 | Canastota Windpower LLC | Fenner Wind Power | C | 24204 | Fenner | Madison | NY | 2001-12-01 | 30 | 0 | 0 | 0 | 0 |  | Wind Turbine | Wind |  | 54.5 |  | 0.20738 | 490.5 | 0.0004905
R1080 | Carr Street Generating Station LP | Carr St.-E. Syr | C | 24060 | Dewitt | Onondaga | NY | 1993-08-01 | 122.6 | 89 | 116.8 | 93.2 | 106.1 | YES | Combined Cycle | Natural Gas | No. 2 Fuel Oil | 150.5 |  | 0.14013 | 66671.5 | 0.066671
R1081 | Castleton Power, LLC | Castleton Energy Center | F | 23900 | Castleton | Rensselaer | NY | 1992-01-01 | 72 | 69 | 86.6 | 68.3 | 78.7 | YES | Combined Cycle | Natural Gas | No. 2 Fuel Oil | 131.2 |  | 0.20802 | 58121.6 | 0.058122
R1082 | Cayuga Operating Company, LLC | Cayuga 1 | C | 23584 | Lansing | Tompkins | NY | 1955-09-01 | 155.3 | 154.1 | 154.1 | 151 | 151 |  | Steam Turbine (Fossil) | Bituminous Coal |  | 81.6 |  | 0.059981 | 81600 | 0.0816
R1083 | Cayuga Operating Company, LLC | Cayuga 2 (IIFO - 7/1/18) | C | 23585 | Lansing | Tompkins | NY | 1958-10-01 | 167.2 | 154.7 | 154.7 | 0 | 0 |  | Steam Turbine (Fossil) | Bituminous Coal |  | 17.4 | (5) (I) | 0.01188 | 17400 | 0.0174
R1084 | Cayuga Operating Company, LLC | Cayuga IC 1 | C | 23629 | Lansing | Tompkins | NY | 1967-08-01 | 2.8 | 0 | 0 | 0 | 0 |  | Internal Combustion | No. 2 Fuel Oil
R1085 | Cayuga Operating Company, LLC | Cayuga IC 2 | C | 23629 | Lansing | Tompkins | NY | 1967-08-01 | 2.8 | 0 | 0 | 0 | 0 |  | Internal Combustion | No. 2 Fuel Oil
R1086 | Central Hudson Gas & Elec. Corp. | Coxsackie GT | G | 23611 | Coxsackie | Greene | NY | 1969-12-01 | 21.6 | 19.9 | 26 | 19.5 | 23.7 | YES | Combustion Turbine | Kerosene | Natural Gas | 0.6 |  | 0.003171 | 156 | 0.000156
R1087 | Central Hudson Gas & Elec. Corp. | Dashville 1 | G | 23610 | Rifton | Ulster | NY | 1920-01-01 | 2.4 | 2.7 | 2.7 | 0 | 0 |  | Conventional Hydro | Water
R1088 | Central Hudson Gas & Elec. Corp. | Dashville 2 | G | 23610 | Rifton | Ulster | NY | 1920-01-01 | 2.4 | 2.7 | 2.7 | 0 | 0 |  | Conventional Hydro | Water
R1089 | Central Hudson Gas & Elec. Corp. | DCRRA | G | 23765 | Poughkeepsie | Dutchess | NY | 1987-09-01 | 9.2 | 8.8 | 8.8 | 6.2 | 6.9 |  | Steam Turbine (Fossil) | Refuse |  | 23.4 |  | 0.29035 | 538.2 | 0.0005382
R1090 | Central Hudson Gas & Elec. Corp. | High Falls | G | 23754 | Marbletown | Ulster | NY | 1986-12-01 | 3.2 | 3 | 3 | 0 | 0 |  | Conventional Hydro | Water
R1091 | Central Hudson Gas & Elec. Corp. | Millpond | G | 5004 | Catskill | Greene | NY | 1993-12-01 | 0.9 | 0 | 0 | 0 | 0 |  | Conventional Hydro | Water
R1092 | Central Hudson Gas & Elec. Corp. | Montgomery West | G | 5005 | Montgomery | Orange | NY | 1985-11-01 | 0.2 | 0 | 0 | 0 | 0 |  | Conventional Hydro | Water
R1093 | Central Hudson Gas & Elec. Corp. | Salisbury Mills | G | 5006 | Salisbury Mills | Orange | NY | 1986-12-01 | 0.5 | 0 | 0 | 0 | 0 |  | Conventional Hydro | Water
R1094 | Central Hudson Gas & Elec. Corp. | South Cairo | G | 23612 | Cairo | Greene | NY | 1970-06-01 | 21.6 | 19.8 | 25.9 | 18.6 | 23.4 |  | Combustion Turbine | Kerosene |  | 0.3 |  | 0.0015855 | 78 | 7.8e-05
R1095 | Central Hudson Gas & Elec. Corp. | Sturgeon 1 | G | 23609 | Rifton | Ulster | NY | 1924-01-01 | 4.8 | 5 | 5 | 0 | 0 |  | Conventional Hydro | Water
R1096 | Central Hudson Gas & Elec. Corp. | Sturgeon 2 | G | 23609 | Rifton | Ulster | NY | 1924-01-01 | 4.8 | 5.8 | 5.8 | 0 | 0 |  | Conventional Hydro | Water
R1097 | Central Hudson Gas & Elec. Corp. | Sturgeon 3 | G | 23609 | Rifton | Ulster | NY | 1924-01-01 | 4.8 | 5 | 5 | 0 | 0 |  | Conventional Hydro | Water
R1098 | Central Hudson Gas & Elec. Corp. | Wallkill | G | 5007 | Shwangunk | Ulster | NY | 1986-12-01 | 0.5 | 0 | 0 | 0 | 0 |  | Conventional Hydro | Water
R1099 | Central Hudson Gas & Elec. Corp. | Wappingers Falls | G | 23765 | Wappingers Falls | Dutchess | NY | 1988-12-01 | 2 | 2 | 2 | 2 | 2 |  | Conventional Hydro | Water |  | 11.2 |  | 0.63927 | 112 | 0.000112
R1100 | CHI Energy Inc | Goodyear Lake | E | 323669 | Milford | Otsego | NY | 1980-07-01 | 1.4 | 1.4 | 1.4 | 0 | 0 |  | Conventional Hydro | Water |  | 6.2 |  | 0.50554 | 62 | 6.2e-05
R1101 | Consolidated Edison Co. of NY, Inc. | 59 St. GT 1 | J | 24138 | Manhattan | New York | NY | 1969-06-01 | 17.1 | 15.4 | 20.1 | 15.5 | 21.6 | YES | Combustion Turbine | Kerosene | Natural Gas | 0.2 |  | 0.0013351 | 52 | 5.2e-05
R1102 | Consolidated Edison Co. of NY, Inc. | 74 St. GT 1 | J | 24260 | Manhattan | New York | NY | 1968-10-01 | 18.5 | 19 | 23.5 | 19 | 19.9 |  | Combustion Turbine | Kerosene |  | 0.2 |  | 0.0012341 | 52 | 5.2e-05
R1103 | Consolidated Edison Co. of NY, Inc. | 74 St. GT 2 | J | 24261 | Manhattan | New York | NY | 1968-10-01 | 18.5 | 20.1 | 25.7 | 18.9 | 21.2 |  | Combustion Turbine | Kerosene |  | 0.2 |  | 0.0012341 | 52 | 5.2e-05
R1104 | Consolidated Edison Co. of NY, Inc. | Brooklyn Navy Yard | J | 23515 | Brooklyn | Kings | NY | 1996-11-01 | 322 | 266.9 | 348.6 | 266.8 | 311.3 | YES | Combined Cycle | Natural Gas | No. 2 Fuel Oil | 1964.7 |  | 0.69652 | 870362.1 | 0.87036
R1105 | Consolidated Edison Co. of NY, Inc. | East River 1 | J | 323558 | Manhattan | New York | NY | 2005-04-01 | 185 | 160.5 | 199 | 154.7 | 200.3 | YES | Combined Cycle | Natural Gas | Kerosene | 1141.4 |  | 0.70431 | 505640.2 | 0.50564
R1106 | Consolidated Edison Co. of NY, Inc. | East River 2 | J | 323559 | Manhattan | New York | NY | 2005-04-05 | 185 | 162.4 | 201.4 | 153.1 | 197.3 | YES | Combined Cycle | Natural Gas | Kerosene | 1092.8 |  | 0.67432 | 484110.4 | 0.48411
R1107 | Consolidated Edison Co. of NY, Inc. | East River 6 | J | 23660 | Manhattan | New York | NY | 1951-11-01 | 156.2 | 144.3 | 144.3 | 145.3 | 147.1 | YES | Steam Turbine (Fossil) | Natural Gas | No. 6 Fuel Oil | 511.6 |  | 0.37389 | 226638.8 | 0.22664
R1108 | Consolidated Edison Co. of NY, Inc. | East River 7 | J | 23524 | Manhattan | New York | NY | 1955-06-01 | 200 | 186.7 | 186.7 | 182.5 | 188.4 | YES | Steam Turbine (Fossil) | Natural Gas | No. 6 Fuel Oil | 209.6 |  | 0.11963 | 92852.8 | 0.092853
R1109 | Consolidated Edison Co. of NY, Inc. | Hudson Ave 3 | J | 23810 | Brooklyn | Kings | NY | 1970-07-01 | 16.3 | 16 | 20.9 | 16.7 | 19.5 |  | Combustion Turbine | Kerosene |  | 0.2 |  | 0.0014007 | 52 | 5.2e-05
R1110 | Consolidated Edison Co. of NY, Inc. | Hudson Ave 4 | J | 23540 | Brooklyn | Kings | NY | 1970-07-01 | 16.3 | 13.9 | 18.2 | 0 | 0 |  | Combustion Turbine | Kerosene |  | 0.1 |  | 0.00070034 | 26 | 2.6e-05
R1111 | Consolidated Edison Co. of NY, Inc. | Hudson Ave 5 | J | 23657 | Brooklyn | Kings | NY | 1970-07-01 | 16.3 | 15.1 | 19.7 | 14.7 | 19 |  | Combustion Turbine | Kerosene |  | 0.2 |  | 0.0014007 | 52 | 5.2e-05
R1112 | Consolidated Edison Energy, Inc. | Albany LFGE | F | 323615 | Albany | Albany | NY | 1998-05-01 | 5.6 | 4.5 | 4.5 | 5.6 | 5.6 |  | Internal Combustion | Bio Gas |  | 28.7 |  | 0.58505 | 315.7 | 0.0003157
R1113 | Consolidated Edison Energy, Inc. | Beaver Falls | E | 23983 | Beaver Falls | Lewis | NY | 1995-03-01 | 107.8 | 80.2 | 94.9 | 81.3 | 91.7 | YES | Combined Cycle | Natural Gas | No. 2 Fuel Oil | 10.8 |  | 0.011437 | 4784.4 | 0.0047844
R1114 | Consolidated Edison Energy, Inc. | Broome 2 LFGE | C | 323671 | Binghamton | Broome | NY | 2013-01-31 | 2.1 | 2 | 2 | 2 | 2 |  | Internal Combustion | Bio Gas |  | 18.6 |  |  | 204.6 | 0.0002046
R1115 | Consolidated Edison Energy, Inc. | Danskammer 1 | G | 23586 | Newburgh | Orange | NY | 1951-12-01 | 72 | 69 | 69 | 69.6 | 69 | YES | Steam Turbine (Fossil) | Natural Gas | No. 6 Fuel Oil | 2.7 |  | 0.0042808 | 1196.1 | 0.0011961
R1116 | Consolidated Edison Energy, Inc. | Danskammer 2 | G | 23589 | Newburgh | Orange | NY | 1954-09-01 | 73.5 | 64.7 | 64.7 | 65.1 | 67 | YES | Steam Turbine (Fossil) | Natural Gas | No. 6 Fuel Oil | 2.7 |  | 0.0041935 | 1196.1 | 0.0011961
R1117 | Consolidated Edison Energy, Inc. | Danskammer 3 | G | 23590 | Newburgh | Orange | NY | 1959-10-01 | 147.1 | 139.2 | 139.2 | 136.7 | 140.6 |  | Steam Turbine (Fossil) | Natural Gas |  | 14.2 |  | 0.01102 | 6290.6 | 0.0062906
R1118 | Consolidated Edison Energy, Inc. | Danskammer 4 | G | 23591 | Newburgh | Orange | NY | 1967-09-01 | 239.4 | 238.2 | 238.2 | 224 | 228.7 |  | Steam Turbine (Fossil) | Natural Gas |  | 10.9 |  | 0.0051975 | 4828.7 | 0.0048287
R1119 | Consolidated Edison Energy, Inc. | Massena | D | 23902 | Massena | St Lawrence | NY | 1992-07-01 | 102.1 | 82.2 | 107.9 | 81.2 | 92.3 | YES | Combined Cycle | Natural Gas | No. 2 Fuel Oil | 1.7 |  | 0.0019007 | 753.1 | 0.0007531
R1120 | Consolidated Edison Energy, Inc. | Munnsville Wind Power | E | 323609 | Bouckville | Madison | NY | 2007-08-20 | 34.5 | 34.5 | 34.5 | 34.5 | 34.5 |  | Wind Turbine | Wind |  | 58.2 |  | 0.19257 | 523.8 | 0.0005238
R1121 | Consolidated Edison Energy, Inc. | Rensselaer | F | 23796 | Rensselaer | Rensselaer | NY | 1993-12-01 | 96.9 | 79 | 79 | 77 | 82.7 | YES | Combined Cycle | Natural Gas | No. 2 Fuel Oil | 4.2 |  | 0.0049479 | 1860.6 | 0.0018606
R1122 | Consolidated Edison Energy, Inc. | Roseton 1 | G | 23587 | Newburgh | Orange | NY | 1974-12-01 | 621 | 614.8 | 614.8 | 584.2 | 608 | YES | Steam Turbine (Fossil) | No. 6 Fuel Oil | Natural Gas | 264.8 |  | 0.048677 | 196746.4 | 0.19675
R1123 | Consolidated Edison Energy, Inc. | Roseton 2 | G | 23588 | Newburgh | Orange | NY | 1974-09-01 | 621 | 605.7 | 605.7 | 600 | 603.5 | YES | Steam Turbine (Fossil) | No. 6 Fuel Oil | Natural Gas | 251.7 |  | 0.046269 | 187013.1 | 0.18701
R1124 | Consolidated Edison Energy, Inc. | Selkirk-I | F | 23801 | Selkirk | Albany | NY | 1992-03-01 | 107.2 | 82.1 | 107.2 | 80.3 | 105.5 | YES | Combined Cycle | Natural Gas | No. 2 Fuel Oil | 25.1 |  | 0.026729 | 11119.3 | 0.011119
R1125 | Consolidated Edison Energy, Inc. | Selkirk-II | F | 23799 | Selkirk | Albany | NY | 1994-09-01 | 338.8 | 291.3 | 380.5 | 281 | 333.1 | YES | Combined Cycle | Natural Gas | No. 2 Fuel Oil | 389.2 |  | 0.13114 | 172415.6 | 0.17242
R1126 | Consolidated Edison Energy, Inc. | Syracuse | C | 23985 | Syracuse | Onondaga | NY | 1993-09-01 | 102.7 | 86.8 | 107.3 | 85.3 | 98.9 | YES | Combined Cycle | Natural Gas | No. 2 Fuel Oil | 32.5 |  | 0.036125 | 14397.5 | 0.014398
R1127 | Consolidated Hydro New York, Inc. | Groveville Hydro | G | 323602 | Beacon | Dutchess | NY | 1983-12-01 | 0.9 | 0.9 | 0.9 | 0 | 0 |  | Conventional Hydro | Water
R1128 | Consolidated Hydro New York, Inc. | Walden Hydro | G | 24148 | Walden | Orange | NY | 1983-12-01 | 2.4 | 0 | 0 | 0 | 0 |  | Conventional Hydro | Water |  | 3.8 |  | 0.18075 | 38 | 3.8e-05
R1129 | Covanta Niagara, LP | American Ref-Fuel 1 | A | 24010 | Niagara | Niagara | NY | 1993-05-01 | 25 | 19.6 | 19.6 | 15.6 | 16.1 |  | Steam Turbine (Fossil) | Refuse |  | 214.4 | (G) | 0.979 | 4931.2 | 0.0049312
R1130 | Covanta Niagara, LP | American Ref-Fuel 2 | A | 24010 | Niagara | Niagara | NY | 1993-05-01 | 25 | 19.6 | 19.6 | 15.6 | 16.1 |  | Steam Turbine (Fossil) | Refuse
R1131 | CPV Valley, LLC | CPV_VALLEY___CC1 | G | 323721 | Wawayanda | Orange | NY | 2018-03-01 | 385 | 340 | 380.5 | 309.3 | 377.8 | YES | Combined Cycle | Natural Gas | No. 2 Fuel Oil | 686.8 | (6) (N) | 0.20364 | 304252.4 | 0.30425
R1132 | CPV Valley, LLC | CPV_VALLEY___CC2 | G | 323722 | Wawayanda | Orange | NY | 2018-03-01 | 385 | 340 | 380.5 | 312.4 | 377.2 | YES | Combined Cycle | Natural Gas | No. 2 Fuel Oil | 667.3 | (7) (N) | 0.19786 | 295613.9 | 0.29561
R1133 | Cubit Power One Inc. | Arthur Kill Cogen | J | 323718 | Staten Island | Richmond | NY | 2018-05-22 | 11.1 | 11.1 | 11.1 | 0 | 0 |  | Internal Combustion | Natural Gas |  | 0.2 | (8) (N) | 0.0020569 | 88.6 | 8.86e-05
R1134 | Dynegy Marketing and Trade, LLC | Independence | C | 23970 | Scriba | Oswego | NY | 1994-11-01 | 1254 | 956.4 | 1130.9 | 988 | 1130.9 |  | Combined Cycle | Natural Gas |  | 4912.1 |  | 0.44716 | 2176060.3 | 2.1761
R1135 | Eagle Creek Hydro Power, LLC | Mongaup 1 | G | 23641 | Forestburg | Sullivan | NY | 1923-07-01 | 1 | 0.9 | 0.9 | 1 | 1 |  | Conventional Hydro | Water |  | 15.1 | (G) |  | 151 | 0.000151
R1136 | Eagle Creek Hydro Power, LLC | Mongaup 2 | G | 23641 | Forestburg | Sullivan | NY | 1923-07-01 | 1 | 1 | 1 | 1 | 1 |  | Conventional Hydro | Water
R1137 | Eagle Creek Hydro Power, LLC | Mongaup 3 | G | 23641 | Forestburg | Sullivan | NY | 1923-07-01 | 1 | 1 | 1 | 1 | 1 |  | Conventional Hydro | Water
R1138 | Eagle Creek Hydro Power, LLC | Mongaup 4 | G | 23641 | Forestburg | Sullivan | NY | 1926-01-01 | 1 | 1 | 1 | 1 | 1 |  | Conventional Hydro | Water
R1139 | Eagle Creek Hydro Power, LLC | Rio | G | 23641 | Glen Spey | Sullivan | NY | 1927-12-01 | 10.8 | 10.8 | 10.8 | 10.6 | 10.7 |  | Conventional Hydro | Water |  | 42.3 |  | 0.44711 | 423 | 0.000423
R1140 | Eagle Creek Hydro Power, LLC | Swinging Bridge 2 | G | 23641 | Forestburg | Sullivan | NY | 1930-02-01 | 7 | 7.9 | 7.9 | 6.9 | 7 |  | Conventional Hydro | Water |  | 20.3 |  | 0.33105 | 203 | 0.000203
R1141 | East Coast Power, LLC | Linden Cogen | J | 23786 | Linden NJ | Union | NJ | 1992-05-01 | 800 | 790.8 | 924.9 | 786.5 | 826.4 | YES | Combined Cycle | Natural Gas | Butane | 4289.8 |  | 0.61213 | 1900381.4 | 1.9004
R1142 | EDF Renewable Energy | Copenhagen Wind Farm | E | 323753 | Copenhagen | Lewis | NY | 2018-12-01 | 79.9 | 79.9 | 79.9 | 0 | 0 |  | Wind Turbine | Wind |  | 8.2 | (9) (N) | 0.011716 | 73.8 | 7.38e-05
R1143 | EDP Renewables NA | Arkwright Summit Wind Farm | A | 323751 | Arkwright | Chautauqua | NY | 2018-09-01 | 78.4 | 0 | 0 | 0 | 0 |  | Wind Turbine | Wind |  | 82 | (10) (N) | 0.1194 | 738 | 0.000738
R1144 | Emera Energy Services, Inc | Lockport | A | 23791 | Lockport | Niagara | NY | 1992-07-01 | 221.3 | 225.2 | 261.7 | 210.8 | 230.8 | YES | Combined Cycle | Natural Gas | No. 2 Fuel Oil | 444.9 |  | 0.2295 | 197090.7 | 0.19709
R1145 | Emera Energy U.S. Sub. No. 1, Inc. | Greenidge 4 | C | 23583 | Torrey | Yates | NY | 1953-12-01 | 112.5 | 106.3 | 106.3 | 104 | 104 |  | Steam Turbine (Fossil) | Natural Gas | Wood | 202.4 |  | 0.20538 | 89663.2 | 0.089663
R1146 | Emera Energy Services Sub. No. 3 LLC | Fortistar - N.Tonawanda | A | 24026 | N Tonawanda | Erie | NY | 1993-06-01 | 68.5 | 59 | 75 | 59.1 | 68.5 | YES | Combined Cycle | Natural Gas | No. 2 Fuel Oil | 24.1 |  | 0.040163 | 10676.3 | 0.010676
R1147 | Empire Generating Co, LLC | EMPIRE_CC_1 | F | 323656 | Rensselaer | Rensselaer | NY | 2010-09-02 | 335 | 294.2 | 360.2 | 299.8 | 333 | YES | Combined Cycle | Natural Gas | No. 2 Fuel Oil | 1355.4 |  | 0.46187 | 600442.2 | 0.60044
R1148 | Empire Generating Co, LLC | EMPIRE_CC_2 | F | 323658 | Rensselaer | Rensselaer | NY | 2010-09-02 | 335 | 298.2 | 365.1 | 299.8 | 333 | YES | Combined Cycle | Natural Gas | No. 2 Fuel Oil | 843.1 |  | 0.2873 | 373493.3 | 0.37349
R1149 | ENGIE Energy Marketing NA, Inc. | Nassau Energy Corporation | K | 323695 | Garden City | Nassau | NY | 1991-03-01 | 55 | 51.6 | 60.1 | 43.7 | 53.9 | YES | Combined Cycle | Natural Gas | No. 2 Fuel Oil | 331 |  | 0.68701 | 146633 | 0.14663
R1150 | Entergy Nuclear Power Marketing LLC | Indian Point 2 | H | 23530 | Buchanan | Westchester | NY | 1973-08-01 | 1299 | 1026.5 | 1026.5 | 1016.1 | 1025.9 |  | Steam (PWR Nuclear) | Uranium |  | 8000.5 |  | 0.70308 | 528033 | 0.52803
R1151 | Entergy Nuclear Power Marketing LLC | Indian Point 3 | H | 23531 | Buchanan | Westchester | NY | 1976-04-01 | 1012 | 1040.4 | 1040.4 | 1037.9 | 1039.9 |  | Steam (PWR Nuclear) | Uranium |  | 8333.5 |  | 0.94003 | 550011 | 0.55001
R1152 | Erie Blvd. Hydro - Beaver River | Belfort 1 | E | 24048 | Belfort | Lewis | NY | 1903-01-01 | 0.4 | 0.4 | 0.4 | 0.4 | 0.4 |  | Conventional Hydro | Water |  | 1.5 |  | 0.42808 | 15 | 1.5e-05
R1153 | Erie Blvd. Hydro - Beaver River | Belfort 2 | E | 24048 | Belfort | Lewis | NY | 1915-01-01 | 0.64 | 0.6 | 0.6 | 0.6 | 0.6 |  | Conventional Hydro | Water |  | 2.8 |  | 0.49943 | 28 | 2.8e-05
R1154 | Erie Blvd. Hydro - Beaver River | Belfort 3 | E | 24048 | Belfort | Lewis | NY | 1918-01-01 | 1 | 1 | 1 | 1 | 1 |  | Conventional Hydro | Water |  | 7.9 |  | 0.90183 | 79 | 7.9e-05
R1155 | Erie Blvd. Hydro - Beaver River | Eagle 1 | E | 24048 | Watson | Lewis | NY | 1914-01-01 | 1.3 | 1.2 | 1.2 | 1.3 | 1.3 |  | Conventional Hydro | Water |  | 7.8 |  | 0.68493 | 78 | 7.8e-05
R1156 | Erie Blvd. Hydro - Beaver River | Eagle 2 | E | 24048 | Watson | Lewis | NY | 1915-01-01 | 1.35 | 1.3 | 1.3 | 1.4 | 1.4 |  | Conventional Hydro | Water |  | 4.9 |  | 0.41434 | 49 | 4.9e-05
R1157 | Erie Blvd. Hydro - Beaver River | Eagle 3 | E | 24048 | Watson | Lewis | NY | 1919-01-01 | 1.35 | 1.3 | 1.3 | 1.4 | 1.4 |  | Conventional Hydro | Water |  | 5.2 |  | 0.43971 | 52 | 5.2e-05
R1158 | Erie Blvd. Hydro - Beaver River | Eagle 4 | E | 24048 | Watson | Lewis | NY | 1925-01-01 | 2.05 | 2 | 2 | 2.1 | 2.1 |  | Conventional Hydro | Water |  | 12.8 |  | 0.71277 | 128 | 0.000128
R1159 | Erie Blvd. Hydro - Beaver River | Effley 1 | E | 24048 | Belfort | Lewis | NY | 1902-01-01 | 0.4 | 0.3 | 0.3 | 0.4 | 0.4 |  | Conventional Hydro | Water |  | 1.6 |  | 0.45662 | 16 | 1.6e-05
R1160 | Erie Blvd. Hydro - Beaver River | Effley 2 | E | 24048 | Belfort | Lewis | NY | 1907-01-01 | 0.4 | 0.3 | 0.3 | 0.4 | 0.4 |  | Conventional Hydro | Water |  | 1.4 |  | 0.39954 | 14 | 1.4e-05
R1161 | Erie Blvd. Hydro - Beaver River | Effley 3 | E | 24048 | Belfort | Lewis | NY | 1910-01-01 | 0.6 | 0.5 | 0.5 | 0.6 | 0.6 |  | Conventional Hydro | Water |  | 3.5 |  | 0.66591 | 35 | 3.5e-05
R1162 | Erie Blvd. Hydro - Beaver River | Effley 4 | E | 24048 | Belfort | Lewis | NY | 1923-01-01 | 1.56 | 1.5 | 1.5 | 1.6 | 1.6 |  | Conventional Hydro | Water |  | 10.1 |  | 0.73908 | 101 | 0.000101
R1163 | Erie Blvd. Hydro - Beaver River | Elmer 1 | E | 24048 | Belfort | Lewis | NY | 1916-01-01 | 0.75 | 0.9 | 0.9 | 0.8 | 0.8 |  | Conventional Hydro | Water |  | 5.9 |  | 0.89802 | 59 | 5.9e-05
R1164 | Erie Blvd. Hydro - Beaver River | Elmer 2 | E | 24048 | Belfort | Lewis | NY | 1916-01-01 | 0.75 | 0.9 | 0.9 | 0.8 | 0.8 |  | Conventional Hydro | Water |  | 5.6 |  | 0.85236 | 56 | 5.6e-05
R1165 | Erie Blvd. Hydro - Beaver River | High Falls 1 | E | 24048 | Indian River | Lewis | NY | 1925-01-01 | 1.6 | 1.9 | 1.9 | 1.6 | 1.6 |  | Conventional Hydro | Water |  | 9.9 |  | 0.70634 | 99 | 9.9e-05
R1166 | Erie Blvd. Hydro - Beaver River | High Falls 2 | E | 24048 | Indian River | Lewis | NY | 1925-01-01 | 1.6 | 1.9 | 1.9 | 1.6 | 1.6 |  | Conventional Hydro | Water |  | 6.7 |  | 0.47803 | 67 | 6.7e-05
R1167 | Erie Blvd. Hydro - Beaver River | High Falls 3 | E | 24048 | Indian River | Lewis | NY | 1925-01-01 | 1.6 | 1.9 | 1.9 | 1.6 | 1.6 |  | Conventional Hydro | Water |  | 15.2 |  |  | 152 | 0.000152
R1168 | Erie Blvd. Hydro - Beaver River | Moshier 1 | E | 24048 | Belfort | Herkimer | NY | 1929-01-01 | 4 | 4 | 4 | 4 | 4 |  | Conventional Hydro | Water |  | 26 |  | 0.74201 | 260 | 0.00026
R1169 | Erie Blvd. Hydro - Beaver River | Moshier 2 | E | 24048 | Belfort | Herkimer | NY | 1929-01-01 | 4 | 4 | 4 | 4 | 4 |  | Conventional Hydro | Water |  | 16 |  | 0.45662 | 160 | 0.00016
R1170 | Erie Blvd. Hydro - Beaver River | Soft Maple 1 | E | 24048 | Croghan | Lewis | NY | 1925-01-01 | 7.5 | 8 | 8 | 7.5 | 7.5 |  | Conventional Hydro | Water |  | 13.5 |  | 0.20548 | 135 | 0.000135
R1171 | Erie Blvd. Hydro - Beaver River | Soft Maple 2 | E | 24048 | Croghan | Lewis | NY | 1925-01-01 | 7.5 | 8 | 8 | 7.5 | 7.5 |  | Conventional Hydro | Water |  | 25.6 |  | 0.38965 | 256 | 0.000256
R1172 | Erie Blvd. Hydro - Beaver River | Taylorville 1 | E | 24048 | Belfort | Lewis | NY | 1913-01-01 | 1.1 | 1 | 1 | 1.1 | 1.1 |  | Conventional Hydro | Water |  | 7.7 |  | 0.79909 | 77 | 7.7e-05
R1173 | Erie Blvd. Hydro - Beaver River | Taylorville 2 | E | 24048 | Belfort | Lewis | NY | 1913-01-01 | 1.1 | 1 | 1 | 1.1 | 1.1 |  | Conventional Hydro | Water |  | 6 |  | 0.62267 | 60 | 6e-05
R1174 | Erie Blvd. Hydro - Beaver River | Taylorville 3 | E | 24048 | Belfort | Lewis | NY | 1913-01-01 | 1.1 | 1 | 1 | 1.1 | 1.1 |  | Conventional Hydro | Water |  | 4.9 |  | 0.50851 | 49 | 4.9e-05
R1175 | Erie Blvd. Hydro - Beaver River | Taylorville 4 | E | 24048 | Belfort | Lewis | NY | 1927-01-01 | 1.2 | 1.1 | 1.1 | 1.2 | 1.2 |  | Conventional Hydro | Water |  | 6.8 |  | 0.64688 | 68 | 6.8e-05
R1176 | Erie Blvd. Hydro - Black River | Beebee Island 1 | E | 24047 | Watertown | Jefferson | NY | 1963-01-01 | 4 | 4.4 | 4.4 | 4 | 4 |  | Conventional Hydro | Water |  | 10.7 |  | 0.30537 | 107 | 0.000107
R1177 | Erie Blvd. Hydro - Black River | Beebee Island 2 | E | 24047 | Watertown | Jefferson | NY | 1968-01-01 | 4 | 4.4 | 4.4 | 4 | 4 |  | Conventional Hydro | Water |  | 27.6 |  | 0.78767 | 276 | 0.000276
R1178 | Erie Blvd. Hydro - Black River | Black River 1 | E | 24047 | Black River | Jefferson | NY | 1920-01-01 | 2 | 2.3 | 2.3 | 2 | 2 |  | Conventional Hydro | Water |  | 10.6 |  | 0.60502 | 106 | 0.000106
R1179 | Erie Blvd. Hydro - Black River | Black River 2 | E | 24047 | Black River | Jefferson | NY | 1920-01-01 | 2 | 2.3 | 2.3 | 2 | 2 |  | Conventional Hydro | Water |  | 16 |  | 0.91324 | 160 | 0.00016
R1180 | Erie Blvd. Hydro - Black River | Black River 3 | E | 24047 | Black River | Jefferson | NY | 1920-01-01 | 2 | 2.3 | 2.3 | 2 | 2 |  | Conventional Hydro | Water |  | 7 |  | 0.39954 | 70 | 7e-05
R1181 | Erie Blvd. Hydro - Black River | Deferiet 1 | E | 24047 | Deferiet | Jefferson | NY | 1925-01-01 | 3.6 | 3.7 | 3.7 | 3.6 | 3.6 |  | Conventional Hydro | Water |  | 16 |  | 0.50736 | 160 | 0.00016
R1182 | Erie Blvd. Hydro - Black River | Deferiet 2 | E | 24047 | Deferiet | Jefferson | NY | 1925-01-01 | 3.6 | 3.7 | 3.7 | 3.6 | 3.6 |  | Conventional Hydro | Water |  | 21.2 |  | 0.67225 | 212 | 0.000212
R1183 | Erie Blvd. Hydro - Black River | Deferiet 3 | E | 24047 | Deferiet | Jefferson | NY | 1925-01-01 | 3.6 | 3.7 | 3.7 | 3.6 | 3.6 |  | Conventional Hydro | Water |  | 13.7 |  | 0.43442 | 137 | 0.000137
R1184 | Erie Blvd. Hydro - Black River | Herrings 1 | E | 24047 | Herrings | Jefferson | NY | 1924-01-01 | 1.8 | 1.8 | 1.8 | 1.8 | 1.8 |  | Conventional Hydro | Water |  | 6.3 |  | 0.39954 | 63 | 6.3e-05
R1185 | Erie Blvd. Hydro - Black River | Herrings 2 | E | 24047 | Herrings | Jefferson | NY | 1924-01-01 | 1.8 | 1.8 | 1.8 | 1.8 | 1.8 |  | Conventional Hydro | Water |  | 9.5 |  | 0.60249 | 95 | 9.5e-05
R1186 | Erie Blvd. Hydro - Black River | Herrings 3 | E | 24047 | Herrings | Jefferson | NY | 1924-01-01 | 1.8 | 1.8 | 1.8 | 1.8 | 1.8 |  | Conventional Hydro | Water |  | 5.2 |  | 0.32978 | 52 | 5.2e-05
R1187 | Erie Blvd. Hydro - Black River | Kamargo 1 | E | 24047 | Black River | Jefferson | NY | 1921-01-01 | 1.8 | 1.8 | 1.8 | 1.8 | 1.8 |  | Conventional Hydro | Water |  | 7.5 |  | 0.47565 | 75 | 7.5e-05
R1188 | Erie Blvd. Hydro - Black River | Kamargo 2 | E | 24047 | Black River | Jefferson | NY | 1921-01-01 | 1.8 | 1.8 | 1.8 | 1.8 | 1.8 |  | Conventional Hydro | Water |  | 9.2 |  | 0.58346 | 92 | 9.2e-05
R1189 | Erie Blvd. Hydro - Black River | Kamargo 3 | E | 24047 | Black River | Jefferson | NY | 1921-01-01 | 1.8 | 1.8 | 1.8 | 1.8 | 1.8 |  | Conventional Hydro | Water |  | 4.3 |  | 0.2727 | 43 | 4.3e-05
R1190 | Erie Blvd. Hydro - Black River | Sewalls 1 | E | 24047 | Watertown | Jefferson | NY | 1925-01-01 | 1 | 1.1 | 1.1 | 1 | 1 |  | Conventional Hydro | Water |  | 3.1 |  | 0.35388 | 31 | 3.1e-05
R1191 | Erie Blvd. Hydro - Black River | Sewalls 2 | E | 24047 | Watertown | Jefferson | NY | 1925-01-01 | 1 | 1.1 | 1.1 | 1 | 1 |  | Conventional Hydro | Water |  | 4.5 |  | 0.5137 | 45 | 4.5e-05
R1192 | Erie Blvd. Hydro - East Canada Capital | Beardslee 1 | F | 24051 | Little Falls | Herkimer | NY | 1924-01-01 | 10 | 9.5 | 9.5 | 10 | 10 |  | Conventional Hydro | Water |  | 24.7 |  | 0.28196 | 247 | 0.000247
R1193 | Erie Blvd. Hydro - East Canada Capital | Beardslee 2 | F | 24051 | Little Falls | Herkimer | NY | 1924-01-01 | 10 | 9.5 | 9.5 | 10 | 10 |  | Conventional Hydro | Water |  | 32.2 |  | 0.36758 | 322 | 0.000322
R1194 | Erie Blvd. Hydro - East Canada Capital | Ephratah 1 | F | 24051 | Caroga Lake | Fulton | NY | 1920-01-01 | 1.35 | 0.7 | 0.7 | 1.4 | 1.4 |  | Conventional Hydro | Water |  | 0.4 |  | 0.033824 | 4 | 4e-06
R1195 | Erie Blvd. Hydro - East Canada Capital | Ephratah 2 | F | 24051 | Caroga Lake | Fulton | NY | 1911-01-01 | 1.2 | 0.6 | 0.6 | 1.2 | 1.2 |  | Conventional Hydro | Water |  | 2.6 |  | 0.24734 | 26 | 2.6e-05
R1196 | Erie Blvd. Hydro - East Canada Capital | Ephratah 3 | F | 24051 | Caroga Lake | Fulton | NY | 1911-01-01 | 1.3 | 0 | 0 | 0 | 0 |  | Conventional Hydro | Water |  | 2.9 |  | 0.25465 | 29 | 2.9e-05
R1197 | Erie Blvd. Hydro - East Canada Capital | Ephratah 4 | F | 24051 | Caroga Lake | Fulton | NY | 1911-01-01 | 1.3 | 0.7 | 0.7 | 1.3 | 1.3 |  | Conventional Hydro | Water |  | 5.6 |  | 0.49175 | 56 | 5.6e-05
R1198 | Erie Blvd. Hydro - East Canada Mohawk | Inghams 1 | E | 24050 | Little Falls | Herkimer | NY | 1912-01-01 | 3.2 | 3.5 | 3.5 | 3.2 | 3.2 |  | Conventional Hydro | Water |  | 14.9 |  | 0.53154 | 149 | 0.000149
R1199 | Erie Blvd. Hydro - East Canada Mohawk | Inghams 2 | E | 24050 | Little Falls | Herkimer | NY | 1912-01-01 | 3.2 | 3.5 | 3.5 | 3.2 | 3.2 |  | Conventional Hydro | Water |  | 13.4 |  | 0.47803 | 134 | 0.000134
R1200 | Erie Blvd. Hydro - Lower Hudson | Johnsonville 1 | F | 24059 | Johnsonville | Rensselaer | NY | 1909-01-01 | 1.2 | 1.3 | 1.3 | 1.2 | 1.2 |  | Conventional Hydro | Water |  | 3.9 |  | 0.371 | 39 | 3.9e-05
R1201 | Erie Blvd. Hydro - Lower Hudson | Johnsonville 2 | F | 24059 | Johnsonville | Rensselaer | NY | 1909-01-01 | 1.2 | 1.3 | 1.3 | 1.2 | 1.2 |  | Conventional Hydro | Water |  | 3.4 |  | 0.32344 | 34 | 3.4e-05
R1202 | Erie Blvd. Hydro - Lower Hudson | Schaghticoke 1 | F | 24059 | Schaghticoke | Rensselaer | NY | 1908-01-01 | 3.275 | 4.1 | 4.1 | 3.3 | 3.3 |  | Conventional Hydro | Water |  | 21.5 |  | 0.74942 | 215 | 0.000215
R1203 | Erie Blvd. Hydro - Lower Hudson | Schaghticoke 2 | F | 24059 | Schaghticoke | Rensselaer | NY | 1908-01-01 | 3.275 | 4.1 | 4.1 | 3.3 | 3.3 |  | Conventional Hydro | Water |  | 19.5 |  | 0.6797 | 195 | 0.000195
R1204 | Erie Blvd. Hydro - Lower Hudson | Schaghticoke 3 | F | 24059 | Schaghticoke | Rensselaer | NY | 1908-01-01 | 3.275 | 4.1 | 4.1 | 3.3 | 3.3 |  | Conventional Hydro | Water |  | 9.2 |  | 0.32068 | 92 | 9.2e-05
R1205 | Erie Blvd. Hydro - Lower Hudson | Schaghticoke 4 | F | 24059 | Schaghticoke | Rensselaer | NY | 1908-01-01 | 3.275 | 4.1 | 4.1 | 3.3 | 3.3 |  | Conventional Hydro | Water |  | 19.4 |  | 0.67622 | 194 | 0.000194
R1206 | Erie Blvd. Hydro - Lower Hudson | School Street 1 | F | 24059 | Cohoes | Albany | NY | 1974-01-01 | 7.2 | 6.9 | 6.9 | 7.2 | 7.2 |  | Conventional Hydro | Water |  | 27.9 |  | 0.44235 | 279 | 0.000279
R1207 | Erie Blvd. Hydro - Lower Hudson | School Street 2 | F | 24059 | Cohoes | Albany | NY | 1915-01-01 | 7.2 | 6.9 | 6.9 | 7.2 | 7.2 |  | Conventional Hydro | Water |  | 34.2 |  | 0.54224 | 342 | 0.000342
R1208 | Erie Blvd. Hydro - Lower Hudson | School Street 3 | F | 24059 | Cohoes | Albany | NY | 1915-01-01 | 7.2 | 6.9 | 6.9 | 7.2 | 7.2 |  | Conventional Hydro | Water |  | 32.3 |  | 0.51211 | 323 | 0.000323
R1209 | Erie Blvd. Hydro - Lower Hudson | School Street 4 | F | 24059 | Cohoes | Albany | NY | 1922-01-01 | 7.2 | 6.9 | 6.9 | 7.2 | 7.2 |  | Conventional Hydro | Water |  | 29.1 |  | 0.46138 | 291 | 0.000291
R1210 | Erie Blvd. Hydro - Lower Hudson | School Street 5 | F | 24059 | Cohoes | Albany | NY | 1924-01-01 | 10 | 9.6 | 9.6 | 10 | 10 |  | Conventional Hydro | Water |  | 24.9 |  | 0.28425 | 249 | 0.000249
R1211 | Erie Blvd. Hydro - Lower Hudson | Schuylerville | F | 24059 | Schuylerville | Saratoga | NY | 1919-01-01 | 1.2 | 1.5 | 1.5 | 1.2 | 1.2 |  | Conventional Hydro | Water |  | 1.2 |  | 0.11416 | 12 | 1.2e-05
R1212 | Erie Blvd. Hydro - Lower Raquette | Colton 1 | E | 24057 | Colton | St Lawrence | NY | 1962-01-01 | 10 | 10 | 10 | 10 | 10 |  | Conventional Hydro | Water |  | 68.3 |  | 0.77968 | 683 | 0.000683
R1213 | Erie Blvd. Hydro - Lower Raquette | Colton 2 | E | 24057 | Colton | St Lawrence | NY | 1918-01-01 | 10 | 10 | 10 | 10 | 10 |  | Conventional Hydro | Water |  | 56.4 |  | 0.64384 | 564 | 0.000564
R1214 | Erie Blvd. Hydro - Lower Raquette | Colton 3 | E | 24057 | Colton | St Lawrence | NY | 1928-01-01 | 10 | 10 | 10 | 10 | 10 |  | Conventional Hydro | Water |  | 49.2 |  | 0.56164 | 492 | 0.000492
R1215 | Erie Blvd. Hydro - Lower Raquette | East Norfolk | E | 24057 | East Norfolk | St Lawrence | NY | 1928-01-01 | 3.6 | 4 | 4 | 3.5 | 3.5 |  | Conventional Hydro | Water |  | 21.9 |  | 0.69444 | 219 | 0.000219
R1216 | Erie Blvd. Hydro - Lower Raquette | Hannawa Falls 1 | E | 24057 | Hannawa Falls | St Lawrence | NY | 1914-01-01 | 3.6 | 3.7 | 3.7 | 3.6 | 3.6 |  | Conventional Hydro | Water |  | 25.3 |  | 0.80226 | 253 | 0.000253
R1217 | Erie Blvd. Hydro - Lower Raquette | Hannawa Falls 2 | E | 24057 | Hannawa Falls | St Lawrence | NY | 1920-01-01 | 3.6 | 3.7 | 3.7 | 3.6 | 3.6 |  | Conventional Hydro | Water |  | 21.2 |  | 0.67225 | 212 | 0.000212
R1218 | Erie Blvd. Hydro - Lower Raquette | Higley 1 | E | 24057 | Colton | St Lawrence | NY | 1913-01-01 | 1.2 | 1.1 | 1.1 | 1.2 | 1.2 |  | Conventional Hydro | Water |  | 10.3 |  | 0.97983 | 103 | 0.000103
R1219 | Erie Blvd. Hydro - Lower Raquette | Higley 2 | E | 24057 | Colton | St Lawrence | NY | 1913-01-01 | 1.2 | 1.1 | 1.1 | 1.2 | 1.2 |  | Conventional Hydro | Water |  | 7.6 |  | 0.72298 | 76 | 7.6e-05
R1220 | Erie Blvd. Hydro - Lower Raquette | Higley 3 | E | 24057 | Colton | St Lawrence | NY | 1943-01-01 | 2.08 | 2 | 2 | 2.1 | 2.1 |  | Conventional Hydro | Water |  | 8.8 |  | 0.48296 | 88 | 8.8e-05
R1221 | Erie Blvd. Hydro - Lower Raquette | Higley 4 | E | 24057 | Colton | St Lawrence | NY | 1943-01-01 | 2.08 | 2 | 2 | 2.1 | 2.1 |  | Conventional Hydro | Water |  | 8.2 |  | 0.45004 | 82 | 8.2e-05
R1222 | Erie Blvd. Hydro - Lower Raquette | Norfolk | E | 24057 | Norfolk | St Lawrence | NY | 1928-01-01 | 4.5 | 4.8 | 4.8 | 4.5 | 4.5 |  | Conventional Hydro | Water |  | 22.4 |  | 0.56824 | 224 | 0.000224
R1223 | Erie Blvd. Hydro - Lower Raquette | Norwood | E | 24057 | Norwood | St Lawrence | NY | 1928-01-01 | 2 | 2.2 | 2.2 | 2 | 2 |  | Conventional Hydro | Water |  | 10.1 |  | 0.57648 | 101 | 0.000101
R1224 | Erie Blvd. Hydro - Lower Raquette | Raymondville | E | 24057 | Raymondville | St Lawrence | NY | 1928-01-01 | 2 | 2.1 | 2.1 | 2 | 2 |  | Conventional Hydro | Water |  | 10.6 |  | 0.60502 | 106 | 0.000106
R1225 | Erie Blvd. Hydro - Lower Raquette | Sugar Island 1 | E | 24057 | Potsdam | St Lawrence | NY | 1924-01-01 | 2.5 | 2.1 | 2.1 | 2.6 | 2.6 |  | Conventional Hydro | Water |  | 10.9 |  | 0.49772 | 109 | 0.000109
R1226 | Erie Blvd. Hydro - Lower Raquette | Sugar Island 2 | E | 24057 | Potsdam | St Lawrence | NY | 1924-01-01 | 2.5 | 2 | 2 | 2.4 | 2.4 |  | Conventional Hydro | Water |  | 13.6 |  | 0.621 | 136 | 0.000136
R1227 | Erie Blvd. Hydro - Lower Raquette | Yaleville 1 | E | 24057 | Norwood | St Lawrence | NY | 1940-01-01 | 0.5 | 0.2 | 0.2 | 0.5 | 0.5 |  | Conventional Hydro | Water |  | 1.8 |  | 0.41096 | 18 | 1.8e-05
R1228 | Erie Blvd. Hydro - Lower Raquette | Yaleville 2 | E | 24057 | Norwood | St Lawrence | NY | 1940-01-01 | 0.225 | 0.3 | 0.3 | 0.2 | 0.2 |  | Conventional Hydro | Water |  | 1.2 |  | 0.60883 | 12 | 1.2e-05
R1229 | Erie Blvd. Hydro - North Salmon | Allens Falls | D | 24042 | Allens Falls | St Lawrence | NY | 1927-01-01 | 4.4 | 5 | 5 | 4.4 | 4.4 |  | Conventional Hydro | Water |  | 13.7 |  | 0.35544 | 137 | 0.000137
R1230 | Erie Blvd. Hydro - North Salmon | Chasm 1 | D | 24042 | Chateaugay | Franklin | NY | 1913-01-01 | 1 | 1.1 | 1.1 | 1 | 1 |  | Conventional Hydro | Water |  | 7.9 |  | 0.90183 | 79 | 7.9e-05
R1231 | Erie Blvd. Hydro - North Salmon | Chasm 2 | D | 24042 | Chateaugay | Franklin | NY | 1913-01-01 | 1 | 1.1 | 1.1 | 1 | 1 |  | Conventional Hydro | Water |  | 6.6 |  | 0.75342 | 66 | 6.6e-05
R1232 | Erie Blvd. Hydro - North Salmon | Chasm 3 | D | 24042 | Chateaugay | Franklin | NY | 1926-01-01 | 1.35 | 1.6 | 1.6 | 1.4 | 1.4 |  | Conventional Hydro | Water |  | 7.5 |  | 0.6342 | 75 | 7.5e-05
R1233 | Erie Blvd. Hydro - North Salmon | Franklin 1 | D | 24042 | Franklin | Franklin | NY | 1911-01-01 | 1.135 | 1.1 | 1.1 | 1.1 | 1.1 |  | Conventional Hydro | Water |  | 5.3 |  | 0.53306 | 53 | 5.3e-05
R1234 | Erie Blvd. Hydro - North Salmon | Franklin 2 | D | 24042 | Franklin | Franklin | NY | 1926-01-01 | 1.135 | 1.1 | 1.1 | 1.1 | 1.1 |  | Conventional Hydro | Water |  | 5.4 |  | 0.54312 | 54 | 5.4e-05
R1235 | Erie Blvd. Hydro - North Salmon | Macomb | D | 24042 | Malone | Franklin | NY | 1940-01-01 | 1 | 1.1 | 1.1 | 1 | 1 |  | Conventional Hydro | Water |  | 6.3 |  | 0.71918 | 63 | 6.3e-05
R1236 | Erie Blvd. Hydro - North Salmon | Parishville | D | 24042 | Parishville | St Lawrence | NY | 1925-01-01 | 2.4 | 2.4 | 2.4 | 2.4 | 2.4 |  | Conventional Hydro | Water |  | 19.8 |  | 0.94178 | 198 | 0.000198
R1237 | Erie Blvd. Hydro - North Salmon | Piercefield 1 | D | 24042 | Piercefield | St Lawrence | NY | 1957-01-01 | 1.5 | 1.6 | 1.6 | 1.5 | 1.5 |  | Conventional Hydro | Water |  | 8.9 |  | 0.67732 | 89 | 8.9e-05
R1238 | Erie Blvd. Hydro - North Salmon | Piercefield 2 | D | 24042 | Piercefield | St Lawrence | NY | 1924-01-01 | 0.6 | 0.6 | 0.6 | 0.6 | 0.6 |  | Conventional Hydro | Water |  | 3.2 |  | 0.60883 | 32 | 3.2e-05
R1239 | Erie Blvd. Hydro - North Salmon | Piercefield 3 | D | 24042 | Piercefield | St Lawrence | NY | 1924-01-01 | 0.6 | 0.6 | 0.6 | 0.6 | 0.6 |  | Conventional Hydro | Water |  | 3.2 |  | 0.60883 | 32 | 3.2e-05
R1240 | Erie Blvd. Hydro - NYS Barge | Hydraulic Race | A | 23848 | Lockport | Niagara | NY | 1942-01-01 | 4.68 | 3.1 | 3.1 | 4.7 | 4.7 |  | Conventional Hydro | Water |  | 9.2 |  | 0.22441 | 92 | 9.2e-05
R1241 | Erie Blvd. Hydro - Oak Orchard | Glenwood 1 | B | 24046 | Medina | Orleans | NY | 1950-01-01 | 0.5 | 0.5 | 0.5 | 0.5 | 0.5 |  | Conventional Hydro | Water |  | 1.3 |  | 0.2968 | 13 | 1.3e-05
R1242 | Erie Blvd. Hydro - Oak Orchard | Glenwood 2 | B | 24046 | Medina | Orleans | NY | 1950-01-01 | 0.5 | 0.5 | 0.5 | 0.5 | 0.5 |  | Conventional Hydro | Water |  | 1 |  | 0.22831 | 10 | 1e-05
R1243 | Erie Blvd. Hydro - Oak Orchard | Glenwood 3 | B | 24046 | Medina | Orleans | NY | 1950-01-01 | 0.5 | 0.5 | 0.5 | 0.5 | 0.5 |  | Conventional Hydro | Water |  | 0.3 |  | 0.068493 | 3 | 3e-06
R1244 | Erie Blvd. Hydro - Oak Orchard | Oak Orchard | B | 24046 | Waterport | Orleans | NY | 1941-01-01 | 0.35 | 0.3 | 0.3 | 0.4 | 0.4 |  | Conventional Hydro | Water
R1245 | Erie Blvd. Hydro - Oak Orchard | Waterport 1 | B | 24046 | Waterport | Orleans | NY | 1941-01-01 | 2.25 | 1.6 | 1.6 | 2.3 | 2.3 |  | Conventional Hydro | Water |  | 8.5 |  | 0.43125 | 85 | 8.5e-05
R1246 | Erie Blvd. Hydro - Oak Orchard | Waterport 2 | B | 24046 | Waterport | Orleans | NY | 1968-01-01 | 2.45 | 1.8 | 1.8 | 2.5 | 2.5 |  | Conventional Hydro | Water |  | 8.7 |  | 0.40537 | 87 | 8.7e-05
R1247 | Erie Blvd. Hydro - Oswegatchie | Browns Falls 1 | E | 24044 | Oswegatchie | St Lawrence | NY | 1923-01-01 | 7.5 | 8 | 8 | 7.5 | 7.5 |  | Conventional Hydro | Water |  | 20.4 |  | 0.3105 | 204 | 0.000204
R1248 | Erie Blvd. Hydro - Oswegatchie | Browns Falls 2 | E | 24044 | Oswegatchie | St Lawrence | NY | 1923-01-01 | 7.5 | 8 | 8 | 7.5 | 7.5 |  | Conventional Hydro | Water |  | 34.1 |  | 0.51903 | 341 | 0.000341
R1249 | Erie Blvd. Hydro - Oswegatchie | Eel Weir 1 | E | 24044 | Heuvelton | St Lawrence | NY | 1928-01-01 | 0.5 | 0.3 | 0.3 | 0.5 | 0.5 |  | Conventional Hydro | Water |  | 1.9 |  | 0.43379 | 19 | 1.9e-05
R1250 | Erie Blvd. Hydro - Oswegatchie | Eel Weir 2 | E | 24044 | Heuvelton | St Lawrence | NY | 1938-01-01 | 1.1 | 0.8 | 0.8 | 1.1 | 1.1 |  | Conventional Hydro | Water |  | 2 |  | 0.20756 | 20 | 2e-05
R1251 | Erie Blvd. Hydro - Oswegatchie | Eel Weir 3 | E | 24044 | Heuvelton | St Lawrence | NY | 1938-01-01 | 1.1 | 0.8 | 0.8 | 1.1 | 1.1 |  | Conventional Hydro | Water |  | 3.1 |  | 0.32171 | 31 | 3.1e-05
R1252 | Erie Blvd. Hydro - Oswegatchie | Flat Rock 1 | E | 24044 | Flat Rock | St Lawrence | NY | 1924-01-01 | 3 | 2.6 | 2.6 | 3 | 3 |  | Conventional Hydro | Water |  | 10.7 |  | 0.40715 | 107 | 0.000107
R1253 | Erie Blvd. Hydro - Oswegatchie | Flat Rock 2 | E | 24044 | Flat Rock | St Lawrence | NY | 1924-01-01 | 3 | 2.6 | 2.6 | 3 | 3 |  | Conventional Hydro | Water |  | 8.7 |  | 0.33105 | 87 | 8.7e-05
R1254 | Erie Blvd. Hydro - Oswegatchie | Heuvelton 1 | E | 24044 | Heuvelton | St Lawrence | NY | 1924-01-01 | 0.52 | 0.4 | 0.4 | 0.5 | 0.5 |  | Conventional Hydro | Water |  | 2 |  | 0.43906 | 20 | 2e-05
R1255 | Erie Blvd. Hydro - Oswegatchie | Heuvelton 2 | E | 24044 | Heuvelton | St Lawrence | NY | 1924-01-01 | 0.52 | 0.4 | 0.4 | 0.5 | 0.5 |  | Conventional Hydro | Water |  | 1.4 |  | 0.30734 | 14 | 1.4e-05
R1256 | Erie Blvd. Hydro - Oswegatchie | Lower Newton Falls 1 | E | 24044 | Newton Falls | St Lawrence | NY | 2002-07-01 | 0.5 | 0.6 | 0.6 | 0.5 | 0.5 |  | Conventional Hydro | Water |  | 3 |  | 0.68493 | 30 | 3e-05
R1257 | Erie Blvd. Hydro - Oswegatchie | Oswegatchie 1 | E | 24044 | Oswegatchie | St Lawrence | NY | 1937-01-01 | 0.56 | 1.3 | 1.3 | 0.6 | 0.6 |  | Conventional Hydro | Water |  | 3.8 |  | 0.77462 | 38 | 3.8e-05
R1258 | Erie Blvd. Hydro - Oswegatchie | Oswegatchie 2 | E | 24044 | Oswegatchie | St Lawrence | NY | 1937-01-01 | 0.24 | 0.5 | 0.5 | 0.2 | 0.2 |  | Conventional Hydro | Water |  | 2.9 |  |  | 29 | 2.9e-05
R1259 | Erie Blvd. Hydro - Oswegatchie | South Edwards 1 | E | 24044 | South Edwards | St Lawrence | NY | 1937-01-01 | 1 | 1.2 | 1.2 | 1 | 1 |  | Conventional Hydro | Water |  | 4.7 |  | 0.53653 | 47 | 4.7e-05
R1260 | Erie Blvd. Hydro - Oswegatchie | South Edwards 2 | E | 24044 | South Edwards | St Lawrence | NY | 1937-01-01 | 1 | 1.2 | 1.2 | 1 | 1 |  | Conventional Hydro | Water |  | 4 |  | 0.45662 | 40 | 4e-05
R1261 | Erie Blvd. Hydro - Oswegatchie | South Edwards 3 | E | 24044 | South Edwards | St Lawrence | NY | 1921-01-01 | 0.68 | 0.8 | 0.8 | 0.7 | 0.7 |  | Conventional Hydro | Water |  | 2.6 |  | 0.43648 | 26 | 2.6e-05
R1262 | Erie Blvd. Hydro - Oswegatchie | South Edwards 4 | E | 24044 | South Edwards | St Lawrence | NY | 1937-01-01 | 0.2 | 0.2 | 0.2 | 0.2 | 0.2 |  | Conventional Hydro | Water |  | 1.4 |  | 0.79909 | 14 | 1.4e-05
R1263 | Erie Blvd. Hydro - Oswegatchie | Talcville 1 | E | 24044 | Edwards | St Lawrence | NY | 1986-12-01 | 0.5 | 0.4 | 0.4 | 0.5 | 0.5 |  | Conventional Hydro | Water |  | 3.4 |  | 0.77626 | 34 | 3.4e-05
R1264 | Erie Blvd. Hydro - Oswegatchie | Talcville 2 | E | 24044 | Edwards | St Lawrence | NY | 1986-12-01 | 0.5 | 0.4 | 0.4 | 0.5 | 0.5 |  | Conventional Hydro | Water |  | 0.5 |  | 0.11416 | 5 | 5e-06
R1265 | Erie Blvd. Hydro - Oswegatchie | Upper Newton Falls 2 | E | 24044 | Newton Falls | St Lawrence | NY | 2002-07-01 | 0.5 | 0.4 | 0.4 | 0.5 | 0.5 |  | Conventional Hydro | Water |  | 3.2 |  | 0.73059 | 32 | 3.2e-05
R1266 | Erie Blvd. Hydro - Oswegatchie | Upper Newton Falls 3 | E | 24044 | Newton Falls | St Lawrence | NY | 2002-07-01 | 0.5 | 0.4 | 0.4 | 0.5 | 0.5 |  | Conventional Hydro | Water |  | 2.6 |  | 0.59361 | 26 | 2.6e-05
R1267 | Erie Blvd. Hydro - Oswegatchie | Upper Newton Falls 4 | E | 24044 | Newton Falls | St Lawrence | NY | 2002-07-01 | 0.5 | 0.4 | 0.4 | 0.5 | 0.5 |  | Conventional Hydro | Water |  | 1.4 |  | 0.31963 | 14 | 1.4e-05
R1268 | Erie Blvd. Hydro - Seneca Oswego | Baldwinsville 1 | C | 24041 | Baldwinsville | Onondaga | NY | 1927-01-01 | 0.32 | 0.2 | 0.2 | 0.3 | 0.3 |  | Conventional Hydro | Water |  | 2 |  | 0.71347 | 20 | 2e-05
R1269 | Erie Blvd. Hydro - Seneca Oswego | Baldwinsville 2 | C | 24041 | Baldwinsville | Onondaga | NY | 1927-01-01 | 0.32 | 0.2 | 0.2 | 0.3 | 0.3 |  | Conventional Hydro | Water |  | 1.4 |  | 0.49943 | 14 | 1.4e-05
R1270 | Erie Blvd. Hydro - Seneca Oswego | Fulton 1 | C | 24041 | Fulton | Oswego | NY | 1924-01-01 | 0.8 | 0.8 | 0.8 | 0.8 | 0.8 |  | Conventional Hydro | Water |  | 3.8 |  | 0.54224 | 38 | 3.8e-05
R1271 | Erie Blvd. Hydro - Seneca Oswego | Fulton 2 | C | 24041 | Fulton | Oswego | NY | 1928-01-01 | 0.45 | 0.4 | 0.4 | 0.5 | 0.5 |  | Conventional Hydro | Water |  | 2.2 |  | 0.55809 | 22 | 2.2e-05
R1272 | Erie Blvd. Hydro - Seneca Oswego | Granby 1 | C | 24041 | Granby | Oswego | NY | 1983-05-01 | 5 | 5.1 | 5.1 | 5.2 | 5.2 |  | Conventional Hydro | Water |  | 20.7 |  | 0.4726 | 207 | 0.000207
R1273 | Erie Blvd. Hydro - Seneca Oswego | Granby 2 | C | 24041 | Granby | Oswego | NY | 1983-05-01 | 5 | 5.1 | 5.1 | 5.2 | 5.2 |  | Conventional Hydro | Water |  | 21 |  | 0.47945 | 210 | 0.00021
R1274 | Erie Blvd. Hydro - Seneca Oswego | Minetto 2 | C | 24041 | Minetto | Oswego | NY | 1915-01-01 | 1.6 | 1.5 | 1.5 | 1.7 | 1.7 |  | Conventional Hydro | Water |  | 5.6 |  | 0.39954 | 56 | 5.6e-05
R1275 | Erie Blvd. Hydro - Seneca Oswego | Minetto 3 | C | 24041 | Minetto | Oswego | NY | 1915-01-01 | 1.6 | 1.5 | 1.5 | 1.7 | 1.7 |  | Conventional Hydro | Water |  | 6.7 |  | 0.47803 | 67 | 6.7e-05
R1276 | Erie Blvd. Hydro - Seneca Oswego | Minetto 4 | C | 24041 | Minetto | Oswego | NY | 1915-01-01 | 1.6 | 1.5 | 1.5 | 1.7 | 1.7 |  | Conventional Hydro | Water |  | 6.1 |  | 0.43522 | 61 | 6.1e-05
R1277 | Erie Blvd. Hydro - Seneca Oswego | Minetto 5 | C | 24041 | Minetto | Oswego | NY | 1975-01-01 | 1.6 | 1.5 | 1.5 | 1.7 | 1.7 |  | Conventional Hydro | Water |  | 4.2 |  | 0.29966 | 42 | 4.2e-05
R1278 | Erie Blvd. Hydro - Seneca Oswego | Minetto 6 | C | 24041 | Minetto | Oswego | NY | 1975-01-01 | 1.6 | 1.5 | 1.5 | 1.7 | 1.7 |  | Conventional Hydro | Water |  | 4.5 |  | 0.32106 | 45 | 4.5e-05
R1279 | Erie Blvd. Hydro - Seneca Oswego | Oswego Falls E 1 | C | 24041 | Oswego | Oswego | NY | 1914-01-01 | 1.53 | 1.5 | 1.5 | 1.6 | 1.6 |  | Conventional Hydro | Water |  | 8.6 |  | 0.64166 | 86 | 8.6e-05
R1280 | Erie Blvd. Hydro - Seneca Oswego | Oswego Falls E 2 | C | 24041 | Oswego | Oswego | NY | 1914-01-01 | 1.53 | 1.5 | 1.5 | 1.6 | 1.6 |  | Conventional Hydro | Water |  | 8.6 |  | 0.64166 | 86 | 8.6e-05
R1281 | Erie Blvd. Hydro - Seneca Oswego | Oswego Falls E 3 | C | 24041 | Oswego | Oswego | NY | 1914-01-01 | 1.53 | 1.5 | 1.5 | 1.6 | 1.6 |  | Conventional Hydro | Water |  | 8.9 |  | 0.66404 | 89 | 8.9e-05
R1282 | Erie Blvd. Hydro - Seneca Oswego | Oswego Falls W 4 | C | 24041 | Oswego | Oswego | NY | 1914-01-01 | 0.9 | 1 | 1 | 0.9 | 0.9 |  | Conventional Hydro | Water |  | 3.5 |  | 0.44394 | 35 | 3.5e-05
R1283 | Erie Blvd. Hydro - Seneca Oswego | Oswego Falls W 5 | C | 24041 | Oswego | Oswego | NY | 1914-01-01 | 0.9 | 1 | 1 | 0.9 | 0.9 |  | Conventional Hydro | Water |  | 2.8 |  | 0.35515 | 28 | 2.8e-05
R1284 | Erie Blvd. Hydro - Seneca Oswego | Oswego Falls W 6 | C | 24041 | Oswego | Oswego | NY | 2007-01-01 | 0.5 | 0.5 | 0.5 | 0.5 | 0.5 |  | Conventional Hydro | Water |  | 0.8 |  | 0.18265 | 8 | 8e-06
R1285 | Erie Blvd. Hydro - Seneca Oswego | Oswego Falls W 7 | C | 24041 | Oswego | Oswego | NY | 2007-01-01 | 0.5 | 0.5 | 0.5 | 0.5 | 0.5 |  | Conventional Hydro | Water |  | 0.8 |  | 0.18265 | 8 | 8e-06
R1286 | Erie Blvd. Hydro - Seneca Oswego | Varick 2 | C | 24041 | Oswego | Oswego | NY | 1926-01-01 | 2.2 | 1.9 | 1.9 | 2.3 | 2.3 |  | Conventional Hydro | Water |  | 9.7 |  | 0.50332 | 97 | 9.7e-05
R1287 | Erie Blvd. Hydro - Seneca Oswego | Varick 3 | C | 24041 | Oswego | Oswego | NY | 1926-01-01 | 2.2 | 2.1 | 2.1 | 2.3 | 2.3 |  | Conventional Hydro | Water |  | 5.7 |  | 0.29577 | 57 | 5.7e-05
R1288 | Erie Blvd. Hydro - Seneca Oswego | Varick 4 | C | 24041 | Oswego | Oswego | NY | 1926-01-01 | 2.2 | 1.9 | 1.9 | 2.3 | 2.3 |  | Conventional Hydro | Water |  | 2.9 |  | 0.15048 | 29 | 2.9e-05
R1289 | Erie Blvd. Hydro - Seneca Oswego | Varick 5 | C | 24041 | Oswego | Oswego | NY | 1926-01-01 | 2.2 | 1.9 | 1.9 | 2.3 | 2.3 |  | Conventional Hydro | Water |  | 7.9 |  | 0.40992 | 79 | 7.9e-05
R1290 | Erie Blvd. Hydro - South Salmon | Bennetts Bridge 1 | C | 24043 | Altmar | Oswego | NY | 1964-01-01 | 6.375 | 7 | 7 | 6.4 | 6.4 |  | Conventional Hydro | Water |  | 11 |  | 0.19697 | 110 | 0.00011
R1291 | Erie Blvd. Hydro - South Salmon | Bennetts Bridge 2 | C | 24043 | Altmar | Oswego | NY | 1966-01-01 | 6.375 | 7 | 7 | 6.4 | 6.4 |  | Conventional Hydro | Water |  | 16.5 |  | 0.29546 | 165 | 0.000165
R1292 | Erie Blvd. Hydro - South Salmon | Bennetts Bridge 3 | C | 24043 | Altmar | Oswego | NY | 1970-01-01 | 7 | 7.7 | 7.7 | 7 | 7 |  | Conventional Hydro | Water |  | 36.5 |  | 0.59524 | 365 | 0.000365
R1293 | Erie Blvd. Hydro - South Salmon | Bennetts Bridge 4 | C | 24043 | Altmar | Oswego | NY | 1970-01-01 | 7 | 7.7 | 7.7 | 7 | 7 |  | Conventional Hydro | Water |  | 40.5 |  | 0.66047 | 405 | 0.000405
R1294 | Erie Blvd. Hydro - South Salmon | Lighthouse Hill 1 | C | 24043 | Altmar | Oswego | NY | 1930-01-01 | 3.75 | 4.1 | 4.1 | 3.8 | 3.8 |  | Conventional Hydro | Water |  | 14.4 |  | 0.43836 | 144 | 0.000144
R1295 | Erie Blvd. Hydro - South Salmon | Lighthouse Hill 2 | C | 24043 | Altmar | Oswego | NY | 1930-01-01 | 3.75 | 4.1 | 4.1 | 3.8 | 3.8 |  | Conventional Hydro | Water |  | 10.8 |  | 0.32877 | 108 | 0.000108
R1296 | Erie Blvd. Hydro - Upper Hudson | E J West 1 | F | 24058 | Hadley | Saratoga | NY | 1930-01-01 | 10 | 11.9 | 11.9 | 10 | 10 |  | Conventional Hydro | Water |  | 23.6 |  | 0.26941 | 236 | 0.000236
R1297 | Erie Blvd. Hydro - Upper Hudson | E J West 2 | F | 24058 | Hadley | Saratoga | NY | 1930-01-01 | 10 | 11.9 | 11.9 | 10 | 10 |  | Conventional Hydro | Water |  | 30.4 |  | 0.34703 | 304 | 0.000304
R1298 | Erie Blvd. Hydro - Upper Hudson | Feeder Dam 1 | F | 24058 | S Glens Falls | Saratoga | NY | 1924-01-01 | 1.2 | 0.9 | 0.9 | 1.2 | 1.2 |  | Conventional Hydro | Water |  | 5.3 |  | 0.50419 | 53 | 5.3e-05
R1299 | Erie Blvd. Hydro - Upper Hudson | Feeder Dam 2 | F | 24058 | S Glens Falls | Saratoga | NY | 1924-01-01 | 1.2 | 0.9 | 0.9 | 1.2 | 1.2 |  | Conventional Hydro | Water |  | 5 |  | 0.47565 | 50 | 5e-05
R1300 | Erie Blvd. Hydro - Upper Hudson | Feeder Dam 3 | F | 24058 | S Glens Falls | Saratoga | NY | 1924-01-01 | 1.2 | 0.9 | 0.9 | 1.2 | 1.2 |  | Conventional Hydro | Water |  | 5.6 |  | 0.53272 | 56 | 5.6e-05
R1301 | Erie Blvd. Hydro - Upper Hudson | Feeder Dam 4 | F | 24058 | S Glens Falls | Saratoga | NY | 1924-01-01 | 1.2 | 0.9 | 0.9 | 1.2 | 1.2 |  | Conventional Hydro | Water |  | 5.1 |  | 0.48516 | 51 | 5.1e-05
R1302 | Erie Blvd. Hydro - Upper Hudson | Feeder Dam 5 | F | 24058 | S Glens Falls | Saratoga | NY | 1924-01-01 | 1.2 | 0.9 | 0.9 | 1.2 | 1.2 |  | Conventional Hydro | Water |  | 5.6 |  | 0.53272 | 56 | 5.6e-05
R1303 | Erie Blvd. Hydro - Upper Hudson | Sherman Island 1 | F | 24058 | Queensbury | Warren | NY | 2009-03-01 | 8 | 0 | 0 | 0 | 0 |  | Conventional Hydro | Water |  | 29.7 |  | 0.4238 | 297 | 0.000297
R1304 | Erie Blvd. Hydro - Upper Hudson | Sherman Island 2 | F | 24058 | Queensbury | Warren | NY | 1923-01-01 | 7.2 | 8.1 | 8.1 | 7.2 | 7.2 |  | Conventional Hydro | Water |  | 29 |  | 0.45979 | 290 | 0.00029
R1305 | Erie Blvd. Hydro - Upper Hudson | Sherman Island 3 | F | 24058 | Queensbury | Warren | NY | 1923-01-01 | 8.7 | 9.7 | 9.7 | 8.7 | 8.7 |  | Conventional Hydro | Water |  | 40.7 |  | 0.53404 | 407 | 0.000407
R1306 | Erie Blvd. Hydro - Upper Hudson | Sherman Island 4 | F | 24058 | Queensbury | Warren | NY | 1923-01-01 | 7.2 | 8.1 | 8.1 | 7.2 | 7.2 |  | Conventional Hydro | Water |  | 38.4 |  | 0.60883 | 384 | 0.000384
R1307 | Erie Blvd. Hydro - Upper Hudson | Sherman Island 5 | F | 24058 | Queensbury | Warren | NY | 1923-01-01 | 7.2 | 8.1 | 8.1 | 7.2 | 7.2 |  | Conventional Hydro | Water |  | 22.7 |  | 0.35991 | 227 | 0.000227
R1308 | Erie Blvd. Hydro - Upper Hudson | Sherman Island 6 | F | 24058 | Queensbury | Warren | NY | 2009-02-02 | 1.3 | 0 | 0 | 0 | 0 |  | Conventional Hydro | Water |  | 9.6 |  | 0.84299 | 96 | 9.6e-05
R1309 | Erie Blvd. Hydro - Upper Hudson | Spier Falls 1 | F | 24058 | Moreau | Saratoga | NY | 1924-01-01 | 6.8 | 8.4 | 8.4 | 6.8 | 6.8 |  | Conventional Hydro | Water |  | 66 |  |  | 660 | 0.00066
R1310 | Erie Blvd. Hydro - Upper Hudson | Spier Falls 2 | F | 24058 | Moreau | Saratoga | NY | 1930-01-01 | 37.6 | 46.9 | 46.9 | 37.6 | 37.6 |  | Conventional Hydro | Water |  | 173.2 |  | 0.52584 | 1732 | 0.001732
R1311 | Erie Blvd. Hydro - Upper Hudson | Stewarts Bridge 1 | F | 24058 | Hadley | Saratoga | NY | 1952-01-01 | 30 | 35.8 | 35.8 | 30 | 30 |  | Conventional Hydro | Water |  | 103.5 |  | 0.39384 | 1035 | 0.001035
R1312 | Erie Blvd. Hydro - Upper Hudson | Stewarts Bridge 2 | F | 24058 | Hadley | Saratoga | NY | 2013-06-01 | 2.5 | 0 | 0 | 0 | 0 |  | Conventional Hydro | Water |  | 20.8 |  | 0.94977 | 208 | 0.000208
R1313 | Erie Blvd. Hydro - Upper Raquette | Blake | E | 24056 | Stark | St Lawrence | NY | 1957-01-01 | 14.4 | 15.6 | 15.6 | 14.4 | 14.4 |  | Conventional Hydro | Water |  | 60.6 |  | 0.4804 | 606 | 0.000606
R1314 | Erie Blvd. Hydro - Upper Raquette | Five Falls | E | 24056 | Colton | St Lawrence | NY | 1955-01-01 | 22.5 | 24.4 | 24.4 | 22.5 | 22.5 |  | Conventional Hydro | Water |  | 98.7 |  | 0.50076 | 987 | 0.000987
R1315 | Erie Blvd. Hydro - Upper Raquette | Rainbow Falls | E | 24056 | Colton | St Lawrence | NY | 1956-01-01 | 22.5 | 24.4 | 24.4 | 22.5 | 22.5 |  | Conventional Hydro | Water |  | 99.5 |  | 0.50482 | 995 | 0.000995
R1316 | Erie Blvd. Hydro - Upper Raquette | South Colton | E | 24056 | South Colton | St Lawrence | NY | 1954-01-01 | 19.35 | 20.9 | 20.9 | 19.4 | 19.4 |  | Conventional Hydro | Water |  | 83.4 |  | 0.49202 | 834 | 0.000834
R1317 | Erie Blvd. Hydro - Upper Raquette | Stark | E | 24056 | Stark | St Lawrence | NY | 1957-01-01 | 22.5 | 24.6 | 24.6 | 22.5 | 22.5 |  | Conventional Hydro | Water |  | 95.8 |  | 0.48605 | 958 | 0.000958
R1318 | Erie Blvd. Hydro - West Canada | Prospect | E | 24049 | Prospect | Herkimer | NY | 1959-01-01 | 17.32 | 21.7 | 21.7 | 17.3 | 17.3 |  | Conventional Hydro | Water |  | 79 |  | 0.52069 | 790 | 0.00079
R1319 | Erie Blvd. Hydro - West Canada | Trenton Falls 5 | E | 24049 | Trenton | Oneida | NY | 1919-01-01 | 6.8 | 9.6 | 9.6 | 6.8 | 6.8 |  | Conventional Hydro | Water |  | 51.9 |  | 0.87127 | 519 | 0.000519
R1320 | Erie Blvd. Hydro - West Canada | Trenton Falls 6 | E | 24049 | Trenton | Oneida | NY | 1919-01-01 | 6.4 | 9.1 | 9.1 | 6.4 | 6.4 |  | Conventional Hydro | Water |  | 54.1 |  | 0.96497 | 541 | 0.000541
R1321 | Erie Blvd. Hydro - West Canada | Trenton Falls 7 | E | 24049 | Trenton | Oneida | NY | 1922-01-01 | 6.4 | 9.1 | 9.1 | 6.4 | 6.4 |  | Conventional Hydro | Water |  | 45.4 |  | 0.80979 | 454 | 0.000454
R1322 | Erie Blvd. Hydropower LP | West Delaware Hydro | G | 323627 | Grahamsville | Sullivan | NY | 1988-12-01 | 7.5 | 7.5 | 7.5 | 7.5 | 7.5 |  | Conventional Hydro | Water |  | 11.5 |  | 0.17504 | 115 | 0.000115
R1323 | Erie Wind, LLC | Erie Wind | A | 323693 | Lackawanna | Erie | NY | 2012-02-01 | 15 | 0 | 0 | 0 | 0 |  | Wind Turbine | Wind |  | 26.2 |  | 0.19939 | 235.8 | 0.0002358
R1324 | Exelon Generation Company, LLC | Chaffee | A | 323603 | Chaffee | Erie | NY | 2007-08-09 | 6.4 | 6.4 | 6.4 | 6.4 | 6.4 |  | Internal Combustion | Bio Gas |  | 46.8 |  | 0.83476 | 514.8 | 0.0005148
R1325 | Exelon Generation Company, LLC | High Acres | C | 23767 | Fairport | Wayne | NY | 1991-06-01 | 9.6 | 9.6 | 9.6 | 9.6 | 9.6 |  | Internal Combustion | Bio Gas |  | 6.4 |  | 0.076104 | 70.4 | 7.04e-05
R1326 | Exelon Generation Company, LLC | James A. FitzPatrick | C | 23598 | Scriba | Oswego | NY | 1975-07-01 | 882 | 858.9 | 858.9 | 845.4 | 854.5 |  | Steam (BWR Nuclear) | Uranium |  | 6527.8 |  | 0.84488 | 430834.8 | 0.43083
R1327 | Exelon Generation Company, LLC | Madison County LF | E | 323628 | Wampsville | Madison | NY | 2010-03-01 | 1.6 | 1.6 | 1.6 | 1.6 | 1.6 |  | Internal Combustion | Bio Gas |  | 4.5 |  | 0.32106 | 49.5 | 4.95e-05
R1328 | Exelon Generation Company, LLC | Mill Seat | B | 323607 | Riga | Monroe | NY | 2007-07-20 | 6.4 | 6.4 | 6.4 | 6.4 | 6.4 |  | Internal Combustion | Bio Gas |  | 52.8 |  | 0.94178 | 580.8 | 0.0005808
R1329 | Exelon Generation Company, LLC | Monroe Livingston | B | 24207 | Scottsville | Monroe | NY | 1988-11-01 | 2.4 | 2.4 | 2.4 | 2.4 | 2.4 |  | Internal Combustion | Bio Gas |  | 7.7 |  | 0.36625 | 84.7 | 8.47e-05
R1330 | Exelon Generation Company, LLC | Oneida-Herkimer LFGE | E | 323681 | Boonville | Oneida | NY | 2012-04-01 | 3.2 | 3.2 | 3.2 | 3.2 | 3.2 |  | Internal Combustion | Bio Gas |  | 27 |  | 0.96318 | 297 | 0.000297
R1331 | Exelon Generation Company, LLC | Synergy Biogas | B | 323694 | Wyoming | Wyoming | NY | 2012-09-01 | 2 | 2 | 2 | 0 | 0 |  | Internal Combustion | Bio Gas |  | 3.1 |  | 0.17694 | 34.1 | 3.41e-05
R1332 | Flat Rock Windpower II, LLC | Maple Ridge Wind 2 | E | 323611 | Lowville | Lewis | NY | 2007-12-01 | 90.8 | 90.7 | 90.7 | 90.8 | 90.8 |  | Wind Turbine | Wind |  | 203.2 |  | 0.25547 | 1828.8 | 0.0018288
R1333 | Flat Rock Windpower, LLC | Maple Ridge Wind 1 | E | 323574 | Lowville | Lewis | NY | 2006-01-01 | 231 | 231 | 231 | 231 | 231 |  | Wind Turbine | Wind |  | 536 |  | 0.26488 | 4824 | 0.004824
R1334 | Freeport Electric | Freeport 1-2 | K | 1660 | Freeport | Nassau | NY | 1949-08-01 | 2.9 | 2 | 2 | 2.2 | 2.9 |  | Internal Combustion | No. 2 Fuel Oil
R1335 | Freeport Electric | Freeport 1-3 | K | 1660 | Freeport | Nassau | NY | 1954-08-01 | 3.1 | 2.1 | 2.1 | 2.1 | 3.1 |  | Internal Combustion | No. 2 Fuel Oil
R1336 | Freeport Electric | Freeport 1-4 | K | 1660 | Freeport | Nassau | NY | 1964-10-01 | 5.1 | 4.4 | 4.4 | 4.5 | 5 |  | Internal Combustion | No. 2 Fuel Oil |  | 0.1 |  | 0.0022383 | 74.3 | 7.43e-05
R1337 | Freeport Electric | Freeport 2-3 | K | 1660 | Freeport | Nassau | NY | 1973-05-01 | 18.1 | 18.1 | 18.1 | 18.2 | 17.9 |  | Combustion Turbine | Kerosene |  | 0.1 |  | 0.00063069 | 26 | 2.6e-05
R1338 | Freeport Electric | Freeport CT 2 | K | 23818 | Freeport | Nassau | NY | 2004-03-01 | 60.5 | 50.3 | 50.3 | 47.1 | 50.7 | YES | Combustion Turbine | Natural Gas | Kerosene | 43.3 |  | 0.081701 | 19181.9 | 0.019182
R1339 | GenOn Energy Management, LLC | Bowline 1 | G | 23526 | West Haverstraw | Rockland | NY | 1972-09-01 | 621 | 577.7 | 577.7 | 556.8 | 549.5 | YES | Steam Turbine (Fossil) | Natural Gas | No. 6 Fuel Oil | 238.4 |  | 0.043824 | 105611.2 | 0.10561
R1340 | GenOn Energy Management, LLC | Bowline 2 | G | 23595 | West Haverstraw | Rockland | NY | 1974-05-01 | 621 | 567.4 | 567.4 | 547.5 | 567.9 | YES | Steam Turbine (Fossil) | Natural Gas | No. 6 Fuel Oil | 229.3 |  | 0.042151 | 101579.9 | 0.10158
R1341 | Hardscrabble Wind Power LLC | Hardscrabble Wind | E | 323673 | Fairfield | Herkimer | NY | 2011-02-01 | 74 | 74 | 74 | 74 | 74 |  | Wind Turbine | Wind |  | 176.8 |  | 0.27274 | 1591.2 | 0.0015912
R1342 | Helix Ravenswood, LLC | Ravenswood 01 | J | 23729 | Queens | Queens | NY | 1967-07-01 | 18.6 | 8.8 | 11.5 | 7.8 | 6.4 |  | Combustion Turbine | Natural Gas |  | 0.2 |  | 0.0012275 | 88.6 | 8.86e-05
R1343 | Helix Ravenswood, LLC | Ravenswood 10 | J | 24258 | Queens | Queens | NY | 1970-08-01 | 25 | 21.2 | 27 | 16.7 | 23.7 | YES | Jet Engine | Kerosene | Natural Gas | 2.1 |  | 0.009589 | 546 | 0.000546
R1344 | Helix Ravenswood, LLC | Ravenswood 11 | J | 24259 | Queens | Queens | NY | 1970-08-01 | 25 | 20.2 | 25.7 | 16.7 | 24.4 | YES | Jet Engine | Kerosene | Natural Gas | 2.6 |  | 0.011872 | 676 | 0.000676
R1345 | Helix Ravenswood, LLC | Ravenswood 2-1 (IIFO - 4/1/18) | J | 24244 | Queens | Queens | NY | 1970-12-01 | 42.9 | 40.4 | 51.4 | 0 | 0 | YES | Jet Engine | Natural Gas | Kerosene | 0.2 | (11) (I) | 0.00053219 | 88.6 | 8.86e-05
R1346 | Helix Ravenswood, LLC | Ravenswood 2-2 (IIFO - 4/1/18) | J | 24245 | Queens | Queens | NY | 1970-12-01 | 42.9 | 37.6 | 47.8 | 0 | 0 | YES | Jet Engine | Natural Gas | Kerosene |  | (11) (I)
R1347 | Helix Ravenswood, LLC | Ravenswood 2-3 (IIFO - 4/1/18) | J | 24246 | Queens | Queens | NY | 1970-12-01 | 42.9 | 39.2 | 49.9 | 0 | 0 | YES | Jet Engine | Natural Gas | Kerosene |  | (11) (I)
R1348 | Helix Ravenswood, LLC | Ravenswood 2-4 (IIFO - 4/1/18) | J | 24247 | Queens | Queens | NY | 1970-12-01 | 42.9 | 39.8 | 50.6 | 0 | 0 | YES | Jet Engine | Natural Gas | Kerosene |  | (11) (I)
R1349 | Helix Ravenswood, LLC | Ravenswood 3-1 (IIFO - 4/1/18) | J | 24248 | Queens | Queens | NY | 1970-08-01 | 42.9 | 40.5 | 51.5 | 0 | 0 | YES | Jet Engine | Natural Gas | Kerosene |  | (11) (I)
R1350 | Helix Ravenswood, LLC | Ravenswood 3-2 (IIFO - 4/1/18) | J | 24249 | Queens | Queens | NY | 1970-08-01 | 42.9 | 38.1 | 48.5 | 0 | 0 | YES | Jet Engine | Natural Gas | Kerosene |  | (11) (I)
R1351 | Helix Ravenswood, LLC | Ravenswood 3-4 (IIFO - 4/1/18) | J | 24251 | Queens | Queens | NY | 1970-08-01 | 42.9 | 35.8 | 45.5 | 0 | 0 | YES | Jet Engine | Natural Gas | Kerosene |  | (11) (I)
R1352 | Helix Ravenswood, LLC | Ravenswood CC 04 | J | 23820 | Queens | Queens | NY | 2004-05-01 | 250 | 231.2 | 276.7 | 221.8 | 272.5 | YES | Combined Cycle | Natural Gas | No. 2 Fuel Oil | 1347.4 |  | 0.61525 | 596898.2 | 0.5969
R1353 | Helix Ravenswood, LLC | Ravenswood ST 01 | J | 23533 | Queens | Queens | NY | 1963-02-01 | 400 | 365.1 | 365.1 | 368 | 370.2 | YES | Steam Turbine (Fossil) | No. 6 Fuel Oil | Natural Gas | 598.7 |  | 0.17086 | 444834.1 | 0.44483
R1354 | Helix Ravenswood, LLC | Ravenswood ST 02 | J | 23534 | Queens | Queens | NY | 1963-05-01 | 400 | 391.6 | 391.6 | 374 | 375.7 | YES | Steam Turbine (Fossil) | No. 6 Fuel Oil | Natural Gas | 579 |  | 0.16524 | 430197 | 0.4302
R1355 | Helix Ravenswood, LLC | Ravenswood ST 03 | J | 23535 | Queens | Queens | NY | 1965-06-01 | 1027 | 986.8 | 986.8 | 975 | 976.2 | YES | Steam Turbine (Fossil) | No. 6 Fuel Oil | Natural Gas | 797.2 |  | 0.088612 | 592319.6 | 0.59232
R1356 | Howard Wind LLC | Howard Wind | C | 323690 | Howard | Steuben | NY | 2011-12-01 | 55.4 | 57.4 | 57.4 | 55.4 | 55.4 |  | Wind Turbine | Wind |  | 125.1 |  | 0.25778 | 1125.9 | 0.0011259
R1357 | Indeck Energy Services of Silver Springs | Indeck-Silver Springs | C | 23768 | Silver Springs | Wyoming | NY | 1991-04-01 | 56.6 | 51.5 | 66.1 | 49.5 | 63.9 | YES | Combined Cycle | Natural Gas | No. 2 Fuel Oil | 78.3 |  | 0.15792 | 34686.9 | 0.034687
R1358 | Indeck-Corinth LP | Indeck-Corinth | F | 23802 | Corinth | Saratoga | NY | 1995-07-01 | 147 | 131.2 | 134 | 130.7 | 135.2 | YES | Combined Cycle | Natural Gas | No. 2 Fuel Oil | 694.2 |  | 0.53909 | 307530.6 | 0.30753
R1359 | Indeck-Olean LP | Indeck-Olean | A | 23982 | Olean | Cattaraugus | NY | 1993-12-01 | 90.6 | 79.4 | 88.5 | 76.8 | 88 | YES | Combined Cycle | Natural Gas | No. 2 Fuel Oil | 126.8 |  | 0.15977 | 56172.4 | 0.056172
R1360 | Indeck-Oswego LP | Indeck-Oswego | C | 23783 | Oswego | Oswego | NY | 1990-05-01 | 57.4 | 51.6 | 66.7 | 49.8 | 60 | YES | Combined Cycle | Natural Gas | No. 2 Fuel Oil | 63.9 |  | 0.12708 | 28307.7 | 0.028308
R1361 | Indeck-Yerkes LP | Indeck-Yerkes | A | 23781 | Tonawanda | Erie | NY | 1990-02-01 | 59.9 | 49.7 | 60.5 | 48 | 55.7 | YES | Combined Cycle | Natural Gas | No. 2 Fuel Oil | 60.5 |  | 0.1153 | 26801.5 | 0.026801
R1362 | Innovative Energy Systems, Inc. | Chautauqua LFGE | A | 323629 | Jamestown | Chautauqua | NY | 2010-02-12 | 9.6 | 0 | 0 | 0 | 0 |  | Internal Combustion | Bio Gas |  | 43.5 |  | 0.51727 | 478.5 | 0.0004785
R1363 | Innovative Energy Systems, Inc. | Clinton LFGE | D | 323618 | Morrisonville | Clinton | NY | 2008-10-01 | 6.4 | 6.4 | 6.4 | 6.4 | 6.4 |  | Internal Combustion | Bio Gas |  | 28.8 |  | 0.5137 | 316.8 | 0.0003168
R1364 | Innovative Energy Systems, Inc. | Colonie LFGTE | F | 323577 | Colonie | Albany | NY | 2006-03-01 | 6.4 | 6.4 | 6.4 | 6.4 | 6.4 |  | Internal Combustion | Bio Gas |  | 33.7 |  | 0.6011 | 370.7 | 0.0003707
R1365 | Innovative Energy Systems, Inc. | DANC LFGE | E | 323619 | Watertown | Jefferson | NY | 2008-09-08 | 6.4 | 6.4 | 6.4 | 6.4 | 6.4 |  | Internal Combustion | Bio Gas |  | 33.4 |  | 0.59575 | 367.4 | 0.0003674
R1366 | Innovative Energy Systems, Inc. | Fulton LFGE | F | 323630 | Johnstown | Fulton | NY | 2010-06-04 | 3.2 | 0 | 0 | 0 | 0 |  | Internal Combustion | Bio Gas |  | 13.8 |  | 0.49229 | 151.8 | 0.0001518
R1367 | Innovative Energy Systems, Inc. | Hyland LFGE | B | 323620 | Angelica | Allegany | NY | 2008-09-08 | 4.8 | 4.8 | 4.8 | 4.8 | 4.8 |  | Internal Combustion | Bio Gas |  | 36.1 |  | 0.85854 | 397.1 | 0.0003971
R1368 | Innovative Energy Systems, Inc. | Steuben County LF | C | 323667 | Bath | Steuben | NY | 2012-08-01 | 3.2 | 3.2 | 3.2 | 3.2 | 3.2 |  | Internal Combustion | Bio Gas |  | 16.6 |  | 0.59218 | 182.6 | 0.0001826
R1369 | Jamestown Board of Public Utilities | Jamestown 5 | A | 1658 | Jamestown | Chautauqua | NY | 1951-08-01 | 28.7 | 23 | 23 | 22 | 21.6 |  | Steam Turbine (Fossil) | Natural Gas | Bituminous Coal | 0.8 |  | 0.003182 | 354.4 | 0.0003544
R1370 | Jamestown Board of Public Utilities | Jamestown 6 | A | 1658 | Jamestown | Chautauqua | NY | 1968-08-01 | 25 | 22.4 | 22.4 | 19 | 18.8 |  | Steam Turbine (Fossil) | Natural Gas | Bituminous Coal | 23.7 |  | 0.10822 | 10499.1 | 0.010499
R1371 | Jamestown Board of Public Utilities | Jamestown 7 | A | 1659 | Jamestown | Chautauqua | NY | 2002-01-01 | 47.3 | 40 | 40 | 40.9 | 46.2 |  | Combustion Turbine | Natural Gas |  | 109.8 |  | 0.26499 | 48641.4 | 0.048641
R1372 | Jericho Rise Wind Farm LLC | Jericho Rise Wind Farm | D | 323719 | Chateaugay | Franklin | NY | 2016-12-01 | 77.7 | 77.7 | 77.7 | 77.7 | 77.7 |  | Wind Turbine | Wind |  | 226.1 |  | 0.33218 | 2034.9 | 0.0020349
R1373 | LI Energy Storage System, LLC | East Hampton Battery Storage | K | 5066 | East Hampton | Suffolk | NY | 2018-08-01 | 5 | 5 | 5 | 0 | 0 |  | Energy Storage | Battery |  |  | (N)
R1374 | LI Energy Storage System, LLC | Montauk Battery Storage | K | 5068 | Montauk | Suffolk | NY | 2018-10-01 | 5 | 5 | 5 | 0 | 0 |  | Energy Storage | Battery |  |  | (N)
R1375 | Long Island Power Authority | Babylon (RR) | K | 323704 | Babylon | Suffolk | NY | 1989-04-01 | 17 | 15.5 | 15.5 | 14.6 | 14.6 |  | Steam Turbine (Fossil) | Refuse |  | 112.1 |  | 0.75275 | 2578.3 | 0.0025783
R1376 | Long Island Power Authority | Barrett 03 | K | 23706 | Island Park | Nassau | NY | 1970-06-01 | 18 | 17.9 | 23.4 | 16.1 | 19.9 | YES | Combustion Turbine | Natural Gas | No. 2 Fuel Oil | 6.5 |  | 0.041223 | 2879.5 | 0.0028795
R1377 | Long Island Power Authority | Barrett 04 | K | 23707 | Island Park | Nassau | NY | 1970-07-01 | 18 | 17.7 | 23.1 | 17.8 | 20.8 | YES | Combustion Turbine | Natural Gas | No. 2 Fuel Oil | 9.3 |  | 0.05898 | 4119.9 | 0.0041199
R1378 | Long Island Power Authority | Barrett 05 | K | 23708 | Island Park | Nassau | NY | 1970-07-01 | 18 | 17.8 | 23.3 | 18.4 | 20.1 | YES | Combustion Turbine | Natural Gas | No. 2 Fuel Oil | 7 |  | 0.044394 | 3101 | 0.003101
R1379 | Long Island Power Authority | Barrett 06 | K | 23709 | Island Park | Nassau | NY | 1970-07-01 | 18 | 17.8 | 23.3 | 17 | 19.4 | YES | Combustion Turbine | Natural Gas | No. 2 Fuel Oil | 4.6 |  | 0.029173 | 2037.8 | 0.0020378
R1380 | Long Island Power Authority | Barrett 08 | K | 23711 | Island Park | Nassau | NY | 1970-07-01 | 18 | 17.3 | 22.6 | 17.6 | 20.2 | YES | Combustion Turbine | Natural Gas | No. 2 Fuel Oil | 4.6 |  | 0.029173 | 2037.8 | 0.0020378
R1381 | Long Island Power Authority | Barrett 09 | K | 23700 | Island Park | Nassau | NY | 1971-06-01 | 41.8 | 43.4 | 55.2 | 40.6 | 48.6 | YES | Jet Engine | Natural Gas | No. 2 Fuel Oil | 23 |  | 0.062813 | 10189 | 0.010189
R1382 | Long Island Power Authority | Barrett 10 | K | 23701 | Island Park | Nassau | NY | 1971-06-01 | 41.8 | 42.7 | 54.3 | 41.1 | 52.2 | YES | Jet Engine | Natural Gas | No. 2 Fuel Oil | 16.7 |  | 0.045607 | 7398.1 | 0.0073981
R1383 | Long Island Power Authority | Barrett 11 | K | 23702 | Island Park | Nassau | NY | 1971-06-01 | 41.8 | 43.3 | 55.1 | 40.6 | 49.3 | YES | Jet Engine | Natural Gas | No. 2 Fuel Oil | 38.6 |  | 0.10542 | 17099.8 | 0.0171
R1384 | Long Island Power Authority | Barrett 12 | K | 23703 | Island Park | Nassau | NY | 1971-06-01 | 41.8 | 44 | 56 | 40.1 | 49.4 | YES | Jet Engine | Natural Gas | No. 2 Fuel Oil | 30 |  | 0.08193 | 13290 | 0.01329
R1385 | Long Island Power Authority | Barrett GT 01 | K | 23704 | Island Park | Nassau | NY | 1970-06-01 | 18 | 18.1 | 23.6 | 18.4 | 20.1 | YES | Combustion Turbine | Natural Gas | No. 2 Fuel Oil | 3.9 |  | 0.024734 | 1727.7 | 0.0017277
R1386 | Long Island Power Authority | Barrett GT 02 | K | 23705 | Island Park | Nassau | NY | 1970-06-01 | 18 | 17.4 | 22.7 | 17 | 19.3 | YES | Combustion Turbine | Natural Gas | No. 2 Fuel Oil | 3.9 |  | 0.024734 | 1727.7 | 0.0017277
R1387 | Long Island Power Authority | Barrett ST 01 | K | 23545 | Island Park | Nassau | NY | 1956-11-01 | 188 | 200.2 | 200.2 | 197.2 | 197.2 | YES | Steam Turbine (Fossil) | Natural Gas | No. 6 Fuel Oil | 566.9 |  | 0.34423 | 251136.7 | 0.25114
R1388 | Long Island Power Authority | Barrett ST 02 | K | 23546 | Island Park | Nassau | NY | 1963-10-01 | 188 | 197.5 | 197.5 | 187.7 | 193 | YES | Steam Turbine (Fossil) | Natural Gas | No. 6 Fuel Oil | 721.4 |  | 0.43804 | 319580.2 | 0.31958
R1389 | Long Island Power Authority | Bethpage 3 | K | 323564 | Hicksville | Nassau | NY | 2005-05-01 | 96 | 79.9 | 91.4 | 76.5 | 77.9 |  | Combined Cycle | Natural Gas |  | 121.8 |  | 0.14483 | 53957.4 | 0.053957
R1390 | Long Island Power Authority | Caithness_CC_1 | K | 323624 | Brookhaven | Suffolk | NY | 2009-08-01 | 375 | 315.6 | 389.8 | 325.9 | 362.3 | YES | Combined Cycle | Natural Gas | No. 2 Fuel Oil | 2478.2 |  | 0.7544 | 1097842.6 | 1.0978
R1391 | Long Island Power Authority | East Hampton 2 | K | 23722 | E Hampton | Suffolk | NY | 1962-12-01 | 2 | 2 | 2 | 2 | 2 |  | Internal Combustion | No. 2 Fuel Oil |  | 0.7 |  | 0.039954 | 520.1 | 0.0005201
R1392 | Long Island Power Authority | East Hampton 3 | K | 23722 | E Hampton | Suffolk | NY | 1962-12-01 | 2 | 2 | 2 | 2 | 2 |  | Internal Combustion | No. 2 Fuel Oil |  | 0.7 |  | 0.039954 | 520.1 | 0.0005201
R1393 | Long Island Power Authority | East Hampton 4 | K | 23722 | E Hampton | Suffolk | NY | 1962-12-01 | 2 | 2 | 2 | 2 | 2 |  | Internal Combustion | No. 2 Fuel Oil |  | 0.7 |  | 0.039954 | 520.1 | 0.0005201
R1394 | Long Island Power Authority | East Hampton GT 01 | K | 23717 | E Hampton | Suffolk | NY | 1970-12-01 | 21.3 | 19.2 | 24.4 | 18.4 | 23.4 |  | Jet Engine | No. 2 Fuel Oil |  | 11.7 |  | 0.062705 | 8693.1 | 0.0086931
R1395 | Long Island Power Authority | Far Rockaway GT1 | K | 24212 | Far Rockaway | Queens | NY | 2002-07-01 | 60.5 | 53.5 | 73.1 | 55.1 | 58.6 |  | Jet Engine | Natural Gas |  | 140.8 |  | 0.26567 | 62374.4 | 0.062374
R1396 | Long Island Power Authority | Far Rockaway GT2 | K | 23815 | Jamaica Bay | Queens | NY | 2003-07-02 | 60.5 | 55.4 | 75.7 | 54.4 | 54.4 |  | Jet Engine | Kerosene |  | 9.5 |  | 0.017925 | 2470 | 0.00247
R1397 | Long Island Power Authority | Glenwood GT 01 | K | 23712 | Glenwood | Nassau | NY | 1967-04-01 | 16 | 14.6 | 19.1 | 11.6 | 13.5 |  | Combustion Turbine | No. 2 Fuel Oil
R1398 | Long Island Power Authority | Glenwood GT 02 | K | 23688 | Glenwood | Nassau | NY | 1972-06-01 | 55 | 52.7 | 68.8 | 51.4 | 61.7 |  | Combustion Turbine | No. 2 Fuel Oil |  | 2.1 |  | 0.0043587 | 1560.3 | 0.0015603
R1399 | Long Island Power Authority | Glenwood GT 03 | K | 23689 | Glenwood | Nassau | NY | 1972-06-01 | 55 | 54.7 | 71.5 | 52.9 | 68 |  | Combustion Turbine | No. 2 Fuel Oil |  | 2.5 |  | 0.0051889 | 1857.5 | 0.0018575
R1400 | Long Island Power Authority | Glenwood GT 04 | K | 24219 | Glenwood | Nassau | NY | 2002-06-01 | 53 | 42.3 | 50 | 42.6 | 46.6 | YES | Combustion Turbine | Natural Gas | No. 2 Fuel Oil | 35.7 |  | 0.076893 | 15815.1 | 0.015815
R1401 | Long Island Power Authority | Glenwood GT 05 | K | 24220 | Glenwood | Nassau | NY | 2002-06-01 | 53 | 42 | 49.6 | 42.5 | 44.4 | YES | Combustion Turbine | Natural Gas | No. 2 Fuel Oil | 50.7 |  | 0.1092 | 22460.1 | 0.02246
R1402 | Long Island Power Authority | Greenport GT1 | K | 23814 | Greenport | Suffolk | NY | 2003-07-02 | 54 | 51.9 | 52.4 | 53.4 | 56.1 |  | Jet Engine | No. 2 Fuel Oil |  | 24.1 |  | 0.050947 | 17906.3 | 0.017906
R1403 | Long Island Power Authority | Hempstead (RR) | K | 23647 | Hempstead | Nassau | NY | 1989-10-01 | 78.6 | 73.7 | 73.7 | 72.8 | 74.7 |  | Steam Turbine (Fossil) | Refuse |  | 594.1 |  | 0.86285 | 13664.3 | 0.013664
R1404 | Long Island Power Authority | Holtsville 01 | K | 23690 | Holtsville | Suffolk | NY | 1974-07-01 | 56.7 | 56.7 | 72.1 | 55.5 | 65.1 |  | Jet Engine | No. 2 Fuel Oil |  | 2 |  | 0.0040266 | 1486 | 0.001486
R1405 | Long Island Power Authority | Holtsville 02 | K | 23691 | Holtsville | Suffolk | NY | 1974-07-01 | 56.7 | 55.3 | 70.3 | 54.3 | 63.1 |  | Jet Engine | No. 2 Fuel Oil |  | 1.2 |  | 0.002416 | 891.6 | 0.0008916
R1406 | Long Island Power Authority | Holtsville 03 | K | 23692 | Holtsville | Suffolk | NY | 1974-07-01 | 56.7 | 52.1 | 66.3 | 52.6 | 61.7 |  | Jet Engine | No. 2 Fuel Oil |  | 0.9 |  | 0.001812 | 668.7 | 0.0006687
R1407 | Long Island Power Authority | Holtsville 04 | K | 23693 | Holtsville | Suffolk | NY | 1974-07-01 | 56.7 | 52.7 | 67 | 51.2 | 63.8 |  | Jet Engine | No. 2 Fuel Oil |  | 2.7 |  | 0.005436 | 2006.1 | 0.0020061
R1408 | Long Island Power Authority | Holtsville 05 | K | 23694 | Holtsville | Suffolk | NY | 1974-07-01 | 56.7 | 55.3 | 70.3 | 53.8 | 63.3 |  | Jet Engine | No. 2 Fuel Oil |  | 1.8 |  | 0.003624 | 1337.4 | 0.0013374
R1409 | Long Island Power Authority | Holtsville 06 | K | 23695 | Holtsville | Suffolk | NY | 1975-07-01 | 56.7 | 53 | 67.4 | 51.9 | 61.6 |  | Jet Engine | No. 2 Fuel Oil |  | 12.6 |  | 0.025368 | 9361.8 | 0.0093618
R1410 | Long Island Power Authority | Holtsville 07 | K | 23696 | Holtsville | Suffolk | NY | 1975-07-01 | 56.7 | 55.1 | 70.1 | 52.1 | 63.6 |  | Jet Engine | No. 2 Fuel Oil |  | 4.4 |  | 0.0088586 | 3269.2 | 0.0032692
R1411 | Long Island Power Authority | Holtsville 08 | K | 23697 | Holtsville | Suffolk | NY | 1975-07-01 | 56.7 | 57.4 | 73 | 53 | 64 |  | Jet Engine | No. 2 Fuel Oil |  | 5.7 |  | 0.011476 | 4235.1 | 0.0042351
R1412 | Long Island Power Authority | Holtsville 09 | K | 23698 | Holtsville | Suffolk | NY | 1975-07-01 | 56.7 | 57.5 | 73.1 | 53 | 68.1 |  | Jet Engine | No. 2 Fuel Oil |  | 4 |  | 0.0080533 | 2972 | 0.002972
R1413 | Long Island Power Authority | Holtsville 10 | K | 23699 | Holtsville | Suffolk | NY | 1975-07-01 | 56.7 | 55.1 | 70.1 | 53.8 | 65.1 |  | Jet Engine | No. 2 Fuel Oil |  | 7.8 |  | 0.015704 | 5795.4 | 0.0057954
R1414 | Long Island Power Authority | Huntington (RR) | K | 323705 | Huntington | Suffolk | NY | 1991-12-01 | 28 | 24.7 | 24.7 | 24 | 24.1 |  | Steam Turbine (Fossil) | Refuse |  | 188.8 |  | 0.76973 | 4342.4 | 0.0043424
R1415 | Long Island Power Authority | Islip (RR) | K | 323679 | Ronkonkoma | Suffolk | NY | 1990-03-01 | 12.5 | 11.2 | 11.2 | 8.3 | 8.5 |  | Steam Turbine (Fossil) | Refuse |  | 55.7 |  | 0.50868 | 1281.1 | 0.0012811
R1416 | Long Island Power Authority | Long Island Solar Farm | K | 323691 | Upton | Suffolk | NY | 2011-11-01 | 31.5 | 31.5 | 31.5 | 31.5 | 31.5 |  | Photovoltaic | Sunlight |  | 48.8 |  | 0.17685 | 1561.6 | 0.0015616
R1417 | Long Island Power Authority | Northport 1 | K | 23551 | Northport | Suffolk | NY | 1967-07-01 | 387 | 395 | 395 | 397.2 | 395 | YES | Steam Turbine (Fossil) | Natural Gas | No. 6 Fuel Oil | 340.3 |  | 0.10038 | 150752.9 | 0.15075
R1418 | Long Island Power Authority | Northport 2 | K | 23552 | Northport | Suffolk | NY | 1968-06-01 | 387 | 396 | 396 | 399.7 | 397.5 | YES | Steam Turbine (Fossil) | Natural Gas | No. 6 Fuel Oil | 665.4 |  | 0.19628 | 294772.2 | 0.29477
R1419 | Long Island Power Authority | Northport 3 | K | 23553 | Northport | Suffolk | NY | 1972-07-01 | 387 | 399.2 | 399.2 | 397.7 | 395 | YES | Steam Turbine (Fossil) | Natural Gas | No. 6 Fuel Oil | 932.1 |  | 0.27495 | 412920.3 | 0.41292
R1420 | Long Island Power Authority | Northport 4 | K | 23650 | Northport | Suffolk | NY | 1977-12-01 | 387 | 399.2 | 399.2 | 380 | 373.7 | YES | Steam Turbine (Fossil) | Natural Gas | No. 6 Fuel Oil | 746.1 |  | 0.22008 | 330522.3 | 0.33052
R1421 | Long Island Power Authority | Northport GT | K | 23718 | Northport | Suffolk | NY | 1967-03-01 | 16 | 13.8 | 18 | 12.1 | 11.8 |  | Combustion Turbine | No. 2 Fuel Oil |  | 0.1 |  | 0.00071347 | 74.3 | 7.43e-05
R1422 | Long Island Power Authority | Oceanside (LF) | K | 5008 | Oceanside | Nassau | NY | 1991-02-01 | 2.1 | 1.1 | 1.1 | 0 | 0 |  | Internal Combustion | Bio Gas
R1423 | Long Island Power Authority | Oyster Bay (LF) | K | 5009 | Bethpage | Nassau | NY | 1986-07-01 | 1.3 | 0 | 0 | 0 | 0 |  | Internal Combustion | Bio Gas
R1424 | Long Island Power Authority | Pilgrim GT1 | K | 24216 | Brentwood | Suffolk | NY | 2002-08-01 | 50 | 45.6 | 45.6 | 43 | 46.1 |  | Combustion Turbine | Natural Gas |  | 54.7 |  | 0.12489 | 24232.1 | 0.024232
R1425 | Long Island Power Authority | Pilgrim GT2 | K | 24217 | Brentwood | Suffolk | NY | 2002-08-01 | 50 | 46.2 | 46.2 | 42.2 | 46.6 |  | Combustion Turbine | Natural Gas |  | 53.7 |  | 0.1226 | 23789.1 | 0.023789
R1426 | Long Island Power Authority | Pinelawn Power 1 | K | 323563 | Babylon | Suffolk | NY | 2005-06-01 | 82 | 78 | 78 | 75.5 | 77.9 | YES | Combined Cycle | Natural Gas | Kerosene | 162.2 |  | 0.2258 | 71854.6 | 0.071855
R1427 | Long Island Power Authority | Port Jefferson 3 | K | 23555 | Port Jefferson | Suffolk | NY | 1958-11-01 | 188 | 194.5 | 194.5 | 189 | 195 | YES | Steam Turbine (Fossil) | No. 6 Fuel Oil | Natural Gas | 172.7 |  | 0.10486 | 128316.1 | 0.12832
R1428 | Long Island Power Authority | Port Jefferson 4 | K | 23616 | Port Jefferson | Suffolk | NY | 1960-11-01 | 188 | 198.7 | 198.7 | 189.5 | 191.7 | YES | Steam Turbine (Fossil) | No. 6 Fuel Oil | Natural Gas | 155.2 |  | 0.094239 | 115313.6 | 0.11531
R1429 | Long Island Power Authority | Port Jefferson GT 01 | K | 23713 | Port Jefferson | Suffolk | NY | 1966-12-01 | 16 | 14.1 | 18.4 | 12.2 | 15.7 |  | Combustion Turbine | No. 2 Fuel Oil |  | -0.1 |  | -0.00071347 | -74.3 | -7.43e-05
R1430 | Long Island Power Authority | Port Jefferson GT 02 | K | 24210 | Port Jefferson | Suffolk | NY | 2002-07-01 | 53 | 44 | 52 | 41.9 | 46.6 | YES | Combustion Turbine | Natural Gas | No. 2 Fuel Oil | 23.9 |  | 0.051478 | 10587.7 | 0.010588
R1431 | Long Island Power Authority | Port Jefferson GT 03 | K | 24211 | Port Jefferson | Suffolk | NY | 2002-07-01 | 53 | 43.1 | 50.9 | 39.1 | 45.4 | YES | Combustion Turbine | Natural Gas | No. 2 Fuel Oil | 30.9 |  | 0.066555 | 13688.7 | 0.013689
R1432 | Long Island Power Authority | S Hampton 1 | K | 23720 | South Hampton | Suffolk | NY | 1963-03-01 | 11.5 | 10.3 | 13.5 | 8.8 | 11.9 |  | Combustion Turbine | No. 2 Fuel Oil |  | 1.5 |  | 0.01489 | 1114.5 | 0.0011145
R1433 | Long Island Power Authority | Shoreham 1 | K | 23715 | Shoreham | Suffolk | NY | 1971-07-01 | 52.9 | 48.9 | 63.9 | 0 | 64.5 |  | Combustion Turbine | No. 2 Fuel Oil |  | 1.8 |  | 0.0038843 | 1337.4 | 0.0013374
R1434 | Long Island Power Authority | Shoreham 2 | K | 23716 | Shoreham | Suffolk | NY | 1984-04-01 | 18.6 | 18.5 | 23.5 | 16.6 | 22.1 |  | Jet Engine | No. 2 Fuel Oil |  | 0.6 |  | 0.0036824 | 445.8 | 0.0004458
R1435 | Long Island Power Authority | Shoreham GT3 | K | 24213 | Shoreham | Suffolk | NY | 2002-08-01 | 50 | 45.4 | 45.4 | 43.2 | 46.7 |  | Combustion Turbine | No. 2 Fuel Oil |  | 4.1 |  | 0.0093607 | 3046.3 | 0.0030463
R1436 | Long Island Power Authority | Shoreham GT4 | K | 24214 | Shoreham | Suffolk | NY | 2002-08-01 | 50 | 43.9 | 43.9 | 42.8 | 45.6 |  | Combustion Turbine | No. 2 Fuel Oil |  | 4 |  | 0.0091324 | 2972 | 0.002972
R1437 | Long Island Power Authority | Smithtown (LF) | K | 5010 | Smithtown | Suffolk | NY | 1985-12-01 | 1.1 | 0 | 0 | 0 | 0 |  | Internal Combustion | Bio Gas
R1438 | Long Island Power Authority | South Oaks Hosp | K | 5011 | Amityville | Suffolk | NY | 1990-06-01 | 1 | 0 | 0 | 0 | 0 |  | Internal Combustion | Natural Gas
R1439 | Long Island Power Authority | Southold 1 | K | 23719 | Southold | Suffolk | NY | 1964-08-01 | 14 | 12.3 | 16.1 | 10 | 13.1 |  | Combustion Turbine | No. 2 Fuel Oil |  | 1.8 |  | 0.014677 | 1337.4 | 0.0013374
R1440 | Long Island Power Authority | Wading River 1 | K | 23522 | Shoreham | Suffolk | NY | 1989-08-01 | 79.5 | 81.2 | 106.1 | 78.1 | 99.9 |  | Combustion Turbine | No. 2 Fuel Oil |  | 4.2 |  | 0.0060308 | 3120.6 | 0.0031206
R1441 | Long Island Power Authority | Wading River 2 | K | 23547 | Shoreham | Suffolk | NY | 1989-08-01 | 79.5 | 81.3 | 106.2 | 75.8 | 98 |  | Combustion Turbine | No. 2 Fuel Oil |  | 1.3 |  | 0.0018667 | 965.9 | 0.0009659
R1442 | Long Island Power Authority | Wading River 3 | K | 23601 | Shoreham | Suffolk | NY | 1989-08-01 | 79.5 | 81.3 | 106.2 | 78.6 | 99.4 |  | Combustion Turbine | No. 2 Fuel Oil |  | 7.4 |  | 0.010626 | 5498.2 | 0.0054982
R1443 | Long Island Power Authority | West Babylon 4 | K | 23714 | West Babylon | Suffolk | NY | 1971-08-01 | 52.4 | 49 | 64 | 48.9 | 64.8 |  | Combustion Turbine | No. 2 Fuel Oil |  | 1.9 |  | 0.0041392 | 1411.7 | 0.0014117
R1444 | Long Island Power Authority | Yaphank (LF) | K | 5012 | Yaphank | Suffolk | NY | 1983-09-01 | 1.6 | 1.5 | 1.5 | 0 | 0 |  | Internal Combustion | Bio Gas
R1445 | Lyonsdale Biomass, LLC | Lyonsdale (IIFO - 4/1/18) | E | 23803 | Lyonsdale | Lewis | NY | 1992-08-01 | 21.1 | 20.2 | 20.2 | 0 | 0 |  | Steam Turbine (Fossil) | Wood |  |  | (12) (I)
R1446 | Madison Windpower, LLC | Madison Wind Power | E | 24146 | Madison | Madison | NY | 2000-09-01 | 11.55 | 11.5 | 11.5 | 11.6 | 11.6 |  | Wind Turbine | Wind |  | 18.7 |  | 0.18482 | 168.3 | 0.0001683
R1447 | Marble River LLC | Marble River Wind | D | 323696 | Ellenburg | Clinton | NY | 2012-07-01 | 215.2 | 215.2 | 215.2 | 215.2 | 215.2 |  | Wind Turbine | Wind |  | 488.9 |  | 0.25934 | 4400.1 | 0.0044001
R1448 | Marsh Hill Energy LLC | Marsh Hill Wind Farm | C | 323713 | Jasper | Steuben | NY | 2014-12-01 | 16.2 | 0 | 0 | 0 | 0 |  | Wind Turbine | Wind |  | 46.4 |  | 0.32696 | 417.6 | 0.0004176
R1449 | Model City Energy LLC | Model City Energy | A | 24167 | Lewiston | Niagara | NY | 2001-06-01 | 5.6 | 5.6 | 5.6 | 5.6 | 5.6 |  | Internal Combustion | Bio Gas |  | 39.5 |  | 0.8052 | 434.5 | 0.0004345
R1450 | Modern Innovative Energy, LLC | Modern LF | A | 323580 | Lewiston | Niagara | NY | 2006-02-01 | 6.4 | 6.4 | 6.4 | 6.4 | 6.4 |  | Internal Combustion | Bio Gas |  | 19.9 |  | 0.35495 | 218.9 | 0.0002189
R1451 | New Athens Generating Company, LLC | Athens 1 | F | 23668 | Athens | Greene | NY | 2004-05-01 | 441 | 316.6 | 399.9 | 331 | 395.1 | YES | Combined Cycle | Natural Gas | No. 2 Fuel Oil | 1450.1 |  | 0.37537 | 642394.3 | 0.64239
R1452 | New Athens Generating Company, LLC | Athens 2 | F | 23670 | Athens | Greene | NY | 2004-05-01 | 441 | 315.6 | 398.6 | 328.8 | 399 | YES | Combined Cycle | Natural Gas | No. 2 Fuel Oil | 879.8 |  | 0.22774 | 389751.4 | 0.38975
R1453 | New Athens Generating Company, LLC | Athens 3 | F | 23677 | Athens | Greene | NY | 2004-05-01 | 441 | 312.8 | 395.1 | 329 | 395 | YES | Combined Cycle | Natural Gas | No. 2 Fuel Oil | 1292.1 |  | 0.33447 | 572400.3 | 0.5724
R1454 | New York Power Authority | Ashokan 1 | G | 23654 | Ashokan | Ulster | NY | 1982-11-01 | 2.3 | 1.8 | 1.8 | 2.3 | 2.3 |  | Conventional Hydro | Water |  | 4.6 |  | 0.22831 | 46 | 4.6e-05
R1455 | New York Power Authority | Ashokan 2 | G | 23654 | Ashokan | Ulster | NY | 1982-11-01 | 2.3 | 1.8 | 1.8 | 2.3 | 2.3 |  | Conventional Hydro | Water |  | 8.1 |  | 0.40203 | 81 | 8.1e-05
R1456 | New York Power Authority | Astoria CC 1 | J | 323568 | Queens | Queens | NY | 2006-01-01 | 288 | 246.2 | 270.2 | 235.4 | 260 | YES | Combined Cycle | Natural Gas | No. 2 Fuel Oil | 2140.4 | (G) | 0.8484 | 948197.2 | 0.9482
R1457 | New York Power Authority | Astoria CC 2 | J | 323569 | Queens | Queens | NY | 2006-01-01 | 288 | 246.2 | 270.2 | 235.4 | 260 | YES | Combined Cycle | Natural Gas | No. 2 Fuel Oil
R1458 | New York Power Authority | Gilboa 1 (IIFO - 1/1/2019) | F | 23756 | Gilboa NY | Schoharie | NY | 1973-07-01 | 290 | 290.7 | 290.7 | 293.7 | 292.5 |  | Pumped Storage Hydro | Water |  | 38.7 | (13) (I) | 0.015234 | 387 | 0.000387
R1459 | New York Power Authority | Gilboa 2 | F | 23757 | Gilboa NY | Schoharie | NY | 1973-07-01 | 290 | 291.2 | 291.2 | 292.3 | 291.7 |  | Pumped Storage Hydro | Water |  | 216.8 |  | 0.085341 | 2168 | 0.002168
R1460 | New York Power Authority | Gilboa 3 | F | 23758 | Gilboa NY | Schoharie | NY | 1973-07-01 | 290 | 291.7 | 291.7 | 292.3 | 291.9 |  | Pumped Storage Hydro | Water |  | 13.1 |  | 0.0051567 | 131 | 0.000131
R1461 | New York Power Authority | Gilboa 4 | F | 23759 | Gilboa NY | Schoharie | NY | 1973-07-01 | 290 | 291.5 | 291.5 | 293 | 292.6 |  | Pumped Storage Hydro | Water |  | 138.2 |  | 0.054401 | 1382 | 0.001382
R1462 | New York Power Authority | Brentwood | K | 24164 | Brentwood | Suffolk | NY | 2001-08-01 | 47 | 47.1 | 47.1 | 43.8 | 46.3 |  | Combustion Turbine | Natural Gas |  | 60.7 |  | 0.14743 | 26890.1 | 0.02689
R1463 | New York Power Authority | Crescent 1 | F | 24018 | Crescent | Albany | NY | 1991-07-01 | 2.8 | 3.2 | 3.2 | 2.8 | 2.8 |  | Conventional Hydro | Water |  | 15.6 |  | 0.63601 | 156 | 0.000156
R1464 | New York Power Authority | Crescent 2 | F | 24018 | Crescent | Albany | NY | 1991-07-01 | 2.8 | 3.2 | 3.2 | 2.8 | 2.8 |  | Conventional Hydro | Water |  | 16 |  | 0.65232 | 160 | 0.00016
R1465 | New York Power Authority | Crescent 3 | F | 24018 | Crescent | Albany | NY | 1991-07-01 | 3 | 3.2 | 3.2 | 3 | 3 |  | Conventional Hydro | Water |  | 19.4 |  | 0.7382 | 194 | 0.000194
R1466 | New York Power Authority | Crescent 4 | F | 24018 | Crescent | Albany | NY | 1991-07-01 | 3 | 3.2 | 3.2 | 3 | 3 |  | Conventional Hydro | Water |  | 18.4 |  | 0.70015 | 184 | 0.000184
R1467 | New York Power Authority | Flynn | K | 23794 | Holtsville | Suffolk | NY | 1994-05-01 | 170 | 135.5 | 168.4 | 138.6 | 162.7 | YES | Combined Cycle | Natural Gas | No. 2 Fuel Oil | 636.1 |  | 0.42714 | 281792.3 | 0.28179
R1468 | New York Power Authority | Gowanus 5 | J | 24156 | Brooklyn | Kings | NY | 2001-08-01 | 47 | 45.4 | 45.4 | 40 | 40 |  | Combustion Turbine | Natural Gas |  | 71.7 |  | 0.17415 | 31763.1 | 0.031763
R1469 | New York Power Authority | Gowanus 6 | J | 24157 | Brooklyn | Kings | NY | 2001-08-01 | 47 | 46.1 | 46.1 | 39.9 | 39.9 |  | Combustion Turbine | Natural Gas |  | 48.9 |  | 0.11877 | 21662.7 | 0.021663
R1470 | New York Power Authority | Grahamsville | G | 23607 | Grahamsville | Sullivan | NY | 1956-12-01 | 18 | 16.3 | 16.3 | 18 | 18 |  | Conventional Hydro | Water |  | 95.3 |  | 0.60439 | 953 | 0.000953
R1471 | New York Power Authority | Greenport IC 4 | K | 1652 | Greenport | Suffolk | NY | 1957-06-06 | 1.2 | 1.7 | 1.7 | 0.9 | 1.1 |  | Internal Combustion | No. 2 Fuel Oil
R1472 | New York Power Authority | Greenport IC 5 | K | 1652 | Greenport | Suffolk | NY | 1965-07-08 | 1.8 | 1.7 | 1.7 | 1.4 | 1.6 |  | Internal Combustion | No. 2 Fuel Oil
R1473 | New York Power Authority | Greenport IC 6 | K | 1652 | Greenport | Suffolk | NY | 1971-09-17 | 3.8 | 2.7 | 2.7 | 3 | 2.6 |  | Internal Combustion | No. 2 Fuel Oil
R1474 | New York Power Authority | Harlem River 1 | J | 24160 | Bronx | Bronx | NY | 2001-08-01 | 47 | 46 | 46 | 39.9 | 39.9 |  | Combustion Turbine | Natural Gas |  | 26.4 |  | 0.064121 | 11695.2 | 0.011695
R1475 | New York Power Authority | Harlem River 2 | J | 24161 | Bronx | Bronx | NY | 2001-08-01 | 47 | 45.2 | 45.2 | 40 | 40 |  | Combustion Turbine | Natural Gas |  | 15.1 |  | 0.036675 | 6689.3 | 0.0066893
R1476 | New York Power Authority | Hellgate 1 | J | 24158 | Bronx | Bronx | NY | 2001-08-01 | 47 | 45 | 45 | 39.9 | 39.9 |  | Combustion Turbine | Natural Gas |  | 26.2 |  | 0.063635 | 11606.6 | 0.011607
R1477 | New York Power Authority | Hellgate 2 | J | 24159 | Bronx | Bronx | NY | 2001-08-01 | 47 | 45 | 45 | 40 | 40 |  | Combustion Turbine | Natural Gas |  | 14 |  | 0.034004 | 6202 | 0.006202
R1478 | New York Power Authority | Jarvis 1 | E | 23743 | Hinckley | Oneida | NY | 1991-07-01 | 4.5 | 4.5 | 4.5 | 4.5 | 4.5 |  | Conventional Hydro | Water |  | 6 |  | 0.15221 | 60 | 6e-05
R1479 | New York Power Authority | Jarvis 2 | E | 23743 | Hinckley | Oneida | NY | 1991-07-01 | 4.5 | 4.5 | 4.5 | 4.5 | 4.5 |  | Conventional Hydro | Water |  | 23.2 |  | 0.58853 | 232 | 0.000232
R1480 | New York Power Authority | Kent | J | 24152 | Brooklyn | Kings | NY | 2001-08-01 | 47 | 46.9 | 46.9 | 45.9 | 46.6 |  | Combustion Turbine | Natural Gas |  | 53.5 |  | 0.12994 | 23700.5 | 0.0237
R1481 | New York Power Authority | Lewiston PS (Fleet) | A | 23760 | Niagara Falls | Niagara | NY | 1961-01-01 | 240 | 240 | 240 | 240 | 240 |  | Pumped Storage Hydro | Water |  | 404 |  | 0.19216 | 4040 | 0.00404
R1482 | New York Power Authority | Moses Niagara (Fleet) | A | 23760 | Niagara Falls | Niagara | NY | 1961-01-01 | 2860 | 2460 | 2460 | 2435 | 2435 |  | Conventional Hydro | Water |  | 16142.8 |  | 0.64433 | 161428 | 0.16143
R1483 | New York Power Authority | Neversink | G | 23608 | Grahamsville | Sullivan | NY | 1953-12-01 | 25 | 22 | 22 | 25 | 25 |  | Conventional Hydro | Water |  | 7.3 |  | 0.033333 | 73 | 7.3e-05
R1484 | New York Power Authority | Pouch | J | 24155 | Staten Island | Richmond | NY | 2001-08-01 | 47 | 47.1 | 47.1 | 45.6 | 46 |  | Combustion Turbine | Natural Gas |  | 59.9 |  | 0.14549 | 26535.7 | 0.026536
R1485 | New York Power Authority | St Lawrence - FDR (Fleet) | D | 23600 | Massena | St Lawrence | NY | 1958-07-01 | 1088 | 856 | 856 | 856 | 827 |  | Conventional Hydro | Water |  | 7661.2 |  | 0.80383 | 76612 | 0.076612
R1486 | New York Power Authority | Vernon Blvd 2 | J | 24162 | Queens | Queens | NY | 2001-08-01 | 47 | 46.2 | 46.2 | 40 | 40 |  | Combustion Turbine | Natural Gas |  | 40.4 |  | 0.098125 | 17897.2 | 0.017897
R1487 | New York Power Authority | Vernon Blvd 3 | J | 24163 | Queens | Queens | NY | 2001-08-01 | 47 | 43.8 | 43.8 | 39.9 | 39.9 |  | Combustion Turbine | Natural Gas |  | 23.7 |  | 0.057563 | 10499.1 | 0.010499
R1488 | New York Power Authority | Vischer Ferry 1 | F | 24020 | Vischer Ferry | Saratoga | NY | 1991-07-01 | 2.8 | 3.2 | 3.2 | 2.8 | 2.9 |  | Conventional Hydro | Water |  | 12.7 |  | 0.51778 | 127 | 0.000127
R1489 | New York Power Authority | Vischer Ferry 2 | F | 24020 | Vischer Ferry | Saratoga | NY | 1991-07-01 | 2.8 | 3.2 | 3.2 | 2.8 | 2.9 |  | Conventional Hydro | Water |  | 14.4 |  | 0.58708 | 144 | 0.000144
R1490 | New York Power Authority | Vischer Ferry 3 | F | 24020 | Vischer Ferry | Saratoga | NY | 1991-07-01 | 3 | 3.2 | 3.2 | 3 | 2.9 |  | Conventional Hydro | Water |  | 18 |  | 0.68493 | 180 | 0.00018
R1491 | New York Power Authority | Vischer Ferry 4 | F | 24020 | Vischer Ferry | Saratoga | NY | 1991-07-01 | 3 | 3.2 | 3.2 | 3 | 2.9 |  | Conventional Hydro | Water |  | 19.4 |  | 0.7382 | 194 | 0.000194
R1492 | New York State Elec. & Gas Corp. | AA Dairy | C | 5013 | Ithaca | Tompkins | NY | 1998-06-01 | 0.1 | 0 | 0 | 0 | 0 |  | Internal Combustion | Bio Gas
R1493 | New York State Elec. & Gas Corp. | Alice Falls 1 | D | 23915 | Ausable | Clinton | NY | 1991-11-01 | 1.5 | 1.6 | 1.6 | 0 | 0 |  | Conventional Hydro | Water
R1494 | New York State Elec. & Gas Corp. | Alice Falls 2 | D | 23915 | Ausable | Clinton | NY | 1991-11-01 | 0.6 | 0.6 | 0.6 | 0 | 0 |  | Conventional Hydro | Water
R1495 | New York State Elec. & Gas Corp. | Allegheny 8 | C | 23528 | Kittanning PA | Armstrong | PA | 1990-10-01 | 16 | 14.7 | 14.7 | 16 | 16 |  | Conventional Hydro | Water |  | 95.2 |  | 0.67922 | 952 | 0.000952
R1496 | New York State Elec. & Gas Corp. | Allegheny 9 | C | 23528 | Kittanning PA | Armstrong | PA | 1990-10-01 | 22 | 20.2 | 20.2 | 22 | 22 |  | Conventional Hydro | Water |  | 116.3 |  | 0.60347 | 1163 | 0.001163
R1497 | New York State Elec. & Gas Corp. | Auburn - Mill St. | C | 5014 | Auburn | Cayuga | NY | 1981-10-01 | 0.4 | 0 | 0 | 0 | 0 |  | Conventional Hydro | Water
R1498 | New York State Elec. & Gas Corp. | Auburn - No. Div.St | C | 5015 | Auburn | Cayuga | NY | 1992-12-01 | 0.8 | 0 | 0 | 0 | 0 |  | Conventional Hydro | Water
R1499 | New York State Elec. & Gas Corp. | Auburn - State St. | C | 24147 | Auburn | Cayuga | NY | 1995-01-01 | 7.4 | 5.8 | 8.2 | 1.7 | 7.3 |  | Combustion Turbine | Natural Gas
R1500 | New York State Elec. & Gas Corp. | Broome LFGE | C | 323600 | Binghamton | Broome | NY | 2007-09-01 | 2.4 | 2.1 | 2.1 | 2.1 | 2.1 |  | Internal Combustion | Bio Gas |  | 6.3 |  | 0.29966 | 69.3 | 6.93e-05
R1501 | New York State Elec. & Gas Corp. | Cadyville 1 | D | 23628 | Schuyler Falls | Clinton | NY | 1921-08-01 | 1.2 | 1 | 1 | 1.2 | 1.2 |  | Conventional Hydro | Water
R1502 | New York State Elec. & Gas Corp. | Cadyville 2 | D | 23628 | Schuyler Falls | Clinton | NY | 1921-08-01 | 1.2 | 1 | 1 | 1.2 | 1.2 |  | Conventional Hydro | Water |  | 6.2 |  | 0.5898 | 62 | 6.2e-05
R1503 | New York State Elec. & Gas Corp. | Cadyville 3 | D | 23628 | Schuyler Falls | Clinton | NY | 1986-09-01 | 3.1 | 2.7 | 2.7 | 3.1 | 3.1 |  | Conventional Hydro | Water |  | 18.4 |  | 0.67757 | 184 | 0.000184
R1504 | New York State Elec. & Gas Corp. | Chasm Falls Hydro | D | 5016 | Chateaugay | Franklin | NY | 1982-03-01 | 1.6 | 0 | 0 | 0 | 0 |  | Conventional Hydro | Water
R1505 | New York State Elec. & Gas Corp. | Croton Falls Hydro | I | 5017 | North Salem | Westchester | NY | 1987-01-01 | 0.2 | 0 | 0 | 0 | 0 |  | Conventional Hydro | Water
R1506 | New York State Elec. & Gas Corp. | Harris Lake | D | 5018 | Newcomb | Essex | NY | 1967-08-01 | 1.7 | 0 | 0 | 0 | 0 |  | Internal Combustion | No. 2 Fuel Oil
R1507 | New York State Elec. & Gas Corp. | High Falls 1 | D | 23628 | Saranac | Clinton | NY | 1948-08-01 | 4 | 4.3 | 4.3 | 4 | 4 |  | Conventional Hydro | Water |  | 36.7 |  |  | 367 | 0.000367
R1508 | New York State Elec. & Gas Corp. | High Falls 2 | D | 23628 | Saranac | Clinton | NY | 1949-08-01 | 4 | 4.3 | 4.3 | 4 | 4 |  | Conventional Hydro | Water |  | 14 |  | 0.39954 | 140 | 0.00014
R1509 | New York State Elec. & Gas Corp. | High Falls 3 | D | 23628 | Saranac | Clinton | NY | 1956-08-01 | 7 | 8.2 | 8.2 | 7 | 7 |  | Conventional Hydro | Water
R1510 | New York State Elec. & Gas Corp. | Kent Falls 1 | D | 23628 | Schuyler Falls | Clinton | NY | 1928-08-01 | 3.6 | 3 | 3 | 3.6 | 3.6 |  | Conventional Hydro | Water |  | 16.6 |  | 0.52638 | 166 | 0.000166
R1511 | New York State Elec. & Gas Corp. | Kent Falls 2 | D | 23628 | Schuyler Falls | Clinton | NY | 1928-08-01 | 3.6 | 3 | 3 | 3.6 | 3.6 |  | Conventional Hydro | Water
R1512 | New York State Elec. & Gas Corp. | Kent Falls 3 | D | 23628 | Schuyler Falls | Clinton | NY | 1985-07-01 | 6.4 | 6 | 6 | 6.4 | 6.4 |  | Conventional Hydro | Water |  | 41.2 |  | 0.73487 | 412 | 0.000412
R1513 | New York State Elec. & Gas Corp. | Lower Saranac 1 | D | 23913 | Schuyler Falls | Clinton | NY | 1990-10-01 | 3.2 | 3.5 | 3.5 | 0 | 0 |  | Conventional Hydro | Water
R1514 | New York State Elec. & Gas Corp. | Lower Saranac 2 | D | 23913 | Schuyler Falls | Clinton | NY | 1990-10-01 | 3.2 | 3.5 | 3.5 | 0 | 0 |  | Conventional Hydro | Water
R1515 | New York State Elec. & Gas Corp. | Lower Saranac 3 | D | 23913 | Schuyler Falls | Clinton | NY | 1990-10-01 | 0.3 | 2.9 | 2.9 | 0 | 0 |  | Conventional Hydro | Water
R1516 | New York State Elec. & Gas Corp. | Mechanicville 1 | F | 23645 | Stillwater | Saratoga | NY | 1983-09-01 | 9.2 | 10 | 10 | 9.2 | 9.3 |  | Conventional Hydro | Water |  | 33.7 |  | 0.41816 | 337 | 0.000337
R1517 | New York State Elec. & Gas Corp. | Mechanicville 2 | F | 23645 | Stillwater | Saratoga | NY | 1983-09-01 | 9.3 | 10 | 10 | 9.3 | 9.3 |  | Conventional Hydro | Water |  | 35.9 |  | 0.44066 | 359 | 0.000359
R1518 | New York State Elec. & Gas Corp. | Mill C 1 | D | 23628 | Plattsburgh | Clinton | NY | 1944-08-01 | 1 | 0.9 | 0.9 | 1 | 1 |  | Conventional Hydro | Water |  | 3.2 |  | 0.3653 | 32 | 3.2e-05
R1519 | New York State Elec. & Gas Corp. | Mill C 2 | D | 23628 | Plattsburgh | Clinton | NY | 1943-08-01 | 1.2 | 1.2 | 1.2 | 1.2 | 1.2 |  | Conventional Hydro | Water |  | 4.7 |  | 0.44711 | 47 | 4.7e-05
R1520 | New York State Elec. & Gas Corp. | Mill C 3 | D | 23628 | Plattsburgh | Clinton | NY | 1984-11-01 | 3.8 | 3.7 | 3.7 | 3.8 | 3.8 |  | Conventional Hydro | Water |  | 19.1 |  | 0.57378 | 191 | 0.000191
R1521 | New York State Elec. & Gas Corp. | Montville Falls | C | 5019 | Moravia | Cayuga | NY | 1992-08-01 | 0.2 | 0 | 0 | 0 | 0 |  | Conventional Hydro | Water
R1522 | New York State Elec. & Gas Corp. | Rainbow Falls 1 | D | 23628 | Ausable | Clinton | NY | 1926-08-01 | 1.3 | 1.5 | 1.5 | 1.3 | 1.3 |  | Conventional Hydro | Water
R1523 | New York State Elec. & Gas Corp. | Rainbow Falls 2 | D | 23628 | Ausable | Clinton | NY | 1927-08-01 | 1.3 | 1.5 | 1.5 | 1.3 | 1.3 |  | Conventional Hydro | Water
R1524 | New York State Elec. & Gas Corp. | Waterloo 2 | C | 5020 | Waterloo | Seneca | NY | 1998-06-01 | 0.534 | 0 | 0 | 0 | 0 |  | Conventional Hydro | Water
R1525 | New York State Elec. & Gas Corp. | Waterloo 3 | C | 5021 | Waterloo | Seneca | NY | 1998-06-01 | 0.533 | 0 | 0 | 0 | 0 |  | Conventional Hydro | Water
R1526 | New York State Elec. & Gas Corp. | Waterloo 4 | C | 5022 | Waterloo | Seneca | NY | 1998-06-01 | 0.533 | 0 | 0 | 0 | 0 |  | Conventional Hydro | Water
R1527 | Niagara Mohawk Power Corp. | Boralex - Hudson Falls | F | 24011 | Hudson Falls | Washington | NY | 1995-10-01 | 44 | 43.7 | 43.7 | 0 | 0 |  | Conventional Hydro | Water |  | 201.6 |  | 0.52304 | 2016 | 0.002016
R1528 | Niagara Mohawk Power Corp. | Boralex - South Glens Falls | F | 24028 | Moreau | Saratoga | NY | 1994-12-01 | 13.8 | 14.8 | 14.8 | 0 | 0 |  | Conventional Hydro | Water |  | 76.9 |  | 0.63613 | 769 | 0.000769
R1529 | Niagara Mohawk Power Corp. | CHI-LaChute | F | 1654 | Ticonderoga | Essex | NY | 1987-12-01 | 9 | 8.9 | 8.9 | 0 | 0 |  | Conventional Hydro | Water |  | 30.2 |  | 0.38305 | 302 | 0.000302
R1530 | Niagara Mohawk Power Corp. | Fortis - Dolgeville | E | 23807 | Dolgeville | Herkimer | NY | 1985-07-01 | 5 | 6.3 | 6.3 | 0 | 0 |  | Conventional Hydro | Water |  | 1.2 |  | 0.027397 | 12 | 1.2e-05
R1531 | Niagara Mohawk Power Corp. | Fortis Energy - Philadelphia | E | 1656 | Philadelphia | Jefferson | NY | 1986-08-01 | 3.6 | 3.2 | 3.2 | 0 | 0 |  | Conventional Hydro | Water |  | 10.2 |  | 0.32344 | 102 | 0.000102
R1532 | Niagara Mohawk Power Corp. | Fortis Energy - Moose River | E | 24016 | Lyonsdale | Lewis | NY | 1987-09-01 | 12.6 | 12 | 12 | 0 | 0 |  | Conventional Hydro | Water |  | 47.4 |  | 0.42944 | 474 | 0.000474
R1533 | Niagara Mohawk Power Corp. | General Mills Inc | A | 23808 | Buffalo | Erie | NY | 1988-12-01 | 3.8 | 3.8 | 3.8 | 0 | 0 |  | Combustion Turbine | Natural Gas |  | 1.6 |  | 0.048065 | 708.8 | 0.0007088
R1534 | Niagara Mohawk Power Corp. | International Paper - Curtis | F | 1655 | Corinth | Saratoga | NY | 1986-01-01 | 9.8 | 30.8 | 30.8 | 0 | 0 |  | Conventional Hydro | Water |  | 320.9 | (G) |  | 3209 | 0.003209
R1535 | Niagara Mohawk Power Corp. | International Paper - Palmer | F | 1655 | Corinth | Saratoga | NY | 1986-01-01 | 49.2 | 30.8 | 30.8 | 0 | 0 |  | Conventional Hydro | Water
R1536 | Niagara Mohawk Power Corp. | Little Falls Hydro | E | 24013 | Little Falls | Herkimer | NY | 1987-01-01 | 13 | 12.6 | 12.6 | 0 | 0 |  | Conventional Hydro | Water |  | 57.9 |  | 0.50843 | 579 | 0.000579
R1537 | Niagara Mohawk Power Corp. | Onondaga County | C | 23987 | North Syracuse | Onondaga | NY | 1994-12-01 | 39.5 | 32.6 | 32.6 | 0 | 0 |  | Steam Turbine (Fossil) | Refuse |  | 216.8 |  | 0.62655 | 4986.4 | 0.0049864
R1538 | Niagara Mohawk Power Corp. | Pyrites Assoc. | E | 24023 | Canton | St Lawrence | NY | 1985-12-01 | 8.2 | 7.5 | 7.5 | 0 | 0 |  | Conventional Hydro | Water |  | 23.5 |  | 0.32715 | 235 | 0.000235
R1539 | Niagara Mohawk Power Corp. | Adams Hydro | E | 23633 | Adams | Jefferson | NY | 1987-11-01 | 0.2 | 0 | 0 | 0 | 0 |  | Conventional Hydro | Water
R1540 | Niagara Mohawk Power Corp. | Algon.-Herkimer | E | 23633 | Herkimer | Herkimer | NY | 1987-12-01 | 1.6 | 0 | 0 | 0 | 0 |  | Conventional Hydro | Water
R1541 | Niagara Mohawk Power Corp. | Algon.-Otter Creek | E | 23633 | Greig | Lewis | NY | 1986-11-01 | 0.5 | 0 | 0 | 0 | 0 |  | Conventional Hydro | Water
R1542 | Niagara Mohawk Power Corp. | Allied Frozen Storage | A | 23774 | Cheektowaga | Erie | NY | 2008-05-01 | 0.1 | 0 | 0 | 0 | 0 |  | Internal Combustion | Natural Gas |  | 0.1 |  | 0.11416 | 44.3 | 4.43e-05
R1543 | Niagara Mohawk Power Corp. | Azure Mountain | D | 24055 | St. Regis Falls | Franklin | NY | 1993-08-01 | 0.6 | 0 | 0 | 0 | 0 |  | Conventional Hydro | Water |  | 2.4 |  | 0.45662 | 24 | 2.4e-05
R1544 | Niagara Mohawk Power Corp. | Beaver Falls #1 | E | 23633 | Beaver Falls | Lewis | NY | 1986-01-01 | 1.5 | 0 | 0 | 0 | 0 |  | Conventional Hydro | Water |  | 9.1 |  | 0.69254 | 91 | 9.1e-05
R1545 | Niagara Mohawk Power Corp. | Beaver Falls #2 | E | 23633 | Beaver Falls | Lewis | NY | 1986-01-01 | 1 | 0 | 0 | 0 | 0 |  | Conventional Hydro | Water |  | 4.7 |  | 0.53653 | 47 | 4.7e-05
R1546 | Niagara Mohawk Power Corp. | Bellows Towers | D | 24055 | Malone | Franklin | NY | 1987-06-01 | 0.2 | 0 | 0 | 0 | 0 |  | Conventional Hydro | Water
R1547 | Niagara Mohawk Power Corp. | Black River Hyd#1 - Rock Isl. | E | 23633 | Port Leyden | Lewis | NY | 1984-07-01 | 1.9 | 0 | 0 | 0 | 0 |  | Conventional Hydro | Water |  | 4.8 |  | 0.28839 | 48 | 4.8e-05
R1548 | Niagara Mohawk Power Corp. | Black River Hyd#2 - Denley | E | 23633 | Port Leyden | Lewis | NY | 1985-12-01 | 1.6 | 0 | 0 | 0 | 0 |  | Conventional Hydro | Water |  | 1.3 |  | 0.092751 | 13 | 1.3e-05
R1549 | Niagara Mohawk Power Corp. | Black River Hyd#3 - Pt. Leyden | E | 23633 | Port Leyden | Lewis | NY | 1984-07-01 | 2.2 | 0 | 0 | 0 | 0 |  | Conventional Hydro | Water |  | 16 |  | 0.83022 | 160 | 0.00016
R1550 | Niagara Mohawk Power Corp. | Boralex - Middle Falls | F | 23643 | Easton | Washington | NY | 1989-12-01 | 2.2 | 0 | 0 | 0 | 0 |  | Conventional Hydro | Water |  | 12.5 |  | 0.64861 | 125 | 0.000125
R1551 | Niagara Mohawk Power Corp. | Burrstone Engy Center, LLC LU | E | 23633 | Utica | Oneida | NY | 2009-11-01 | 1.1 | 0 | 0 | 0 | 0 |  | Internal Combustion | Natural Gas |  | 0.9 |  | 0.0934 | 398.7 | 0.0003987
R1552 | Niagara Mohawk Power Corp. | Burrstone Engy Center, LLC U | E | 23633 | Utica | Oneida | NY | 2009-11-01 | 2.2 | 0 | 0 | 0 | 0 |  | Internal Combustion | Natural Gas |  | 0.1 |  | 0.0051889 | 44.3 | 4.43e-05
R1553 | Niagara Mohawk Power Corp. | Burt Dam Hydro | A | 23774 | Burt | Niagara | NY | 1987-12-01 | 0.6 | 0 | 0 | 0 | 0 |  | Conventional Hydro | Water |  | 0.5 |  | 0.095129 | 5 | 5e-06
R1554 | Niagara Mohawk Power Corp. | C.H.I. (Dexter) Hydro | E | 23633 | Dexter | Jefferson | NY | 1988-01-01 | 4.2 | 0 | 0 | 0 | 0 |  | Conventional Hydro | Water |  | 18.8 |  | 0.51098 | 188 | 0.000188
R1555 | Niagara Mohawk Power Corp. | C.H.I. (Diamond Is) | E | 23633 | Watertown | Jefferson | NY | 1986-01-01 | 1.2 | 0 | 0 | 0 | 0 |  | Conventional Hydro | Water |  | 5.1 |  | 0.48516 | 51 | 5.1e-05
R1556 | Niagara Mohawk Power Corp. | C.H.I. (Fowler) | E | 23633 | Fowler | Lewis | NY | 1986-01-01 | 0.6 | 0 | 0 | 0 | 0 |  | Conventional Hydro | Water |  | 4.3 |  | 0.81811 | 43 | 4.3e-05
R1557 | Niagara Mohawk Power Corp. | C.H.I. (Hailsboro #3) | E | 23633 | Hailsboro | St Lawrence | NY | 1986-01-01 | 0.75 | 0 | 0 | 0 | 0 |  | Conventional Hydro | Water |  | 3.7 |  | 0.56317 | 37 | 3.7e-05
R1558 | Niagara Mohawk Power Corp. | C.H.I. (Hailsboro #4) | E | 23633 | Hailsboro | St Lawrence | NY | 1986-01-01 | 1.4 | 0 | 0 | 0 | 0 |  | Conventional Hydro | Water |  | 10.3 |  | 0.83986 | 103 | 0.000103
R1559 | Niagara Mohawk Power Corp. | C.H.I. (Hailsboro #6) | E | 23633 | Hailsboro | St Lawrence | NY | 1986-01-01 | 0.8 | 0 | 0 | 0 | 0 |  | Conventional Hydro | Water |  | 4.2 |  | 0.59932 | 42 | 4.2e-05
R1560 | Niagara Mohawk Power Corp. | C.H.I. (Theresa) | E | 23633 | Theresa | St Lawrence | NY | 1986-01-01 | 1.3 | 0 | 0 | 0 | 0 |  | Conventional Hydro | Water |  | 5.8 |  | 0.50931 | 58 | 5.8e-05
R1561 | Niagara Mohawk Power Corp. | Cal Ban Power | A | 23774 | Allegany | Allegany | NY | 1995-06-01 | 0.1 | 0 | 0 | 0 | 0 |  | Internal Combustion | Natural Gas
R1562 | Niagara Mohawk Power Corp. | Cellu-Tissue Corp - Natural Dam | E | 23633 | Gouverneur | St Lawrence | NY | 1986-01-01 | 1 | 0 | 0 | 0 | 0 |  | Conventional Hydro | Water
R1563 | Niagara Mohawk Power Corp. | Champlain Spinner | F | 23643 | Whitehall | Essex | NY | 1992-07-01 | 0.4 | 0 | 0 | 0 | 0 |  | Conventional Hydro | Water |  | 0.8 |  | 0.22831 | 8 | 8e-06
R1564 | Niagara Mohawk Power Corp. | Chittenden Falls | F | 23643 | Stuyvesant | Columbia | NY | 1995-12-01 | 0.6 | 0 | 0 | 0 | 0 |  | Conventional Hydro | Water
R1565 | Niagara Mohawk Power Corp. | Christine Falls Hydro | F | 23643 | Wells | Hamilton | NY | 1987-12-01 | 0.85 | 0 | 0 | 0 | 0 |  | Conventional Hydro | Water
R1566 | Niagara Mohawk Power Corp. | City of Oswego (High Dam) | C | 23634 | Oswego | Oswego | NY | 1994-02-01 | 11.9 | 0 | 0 | 0 | 0 |  | Conventional Hydro | Water |  | 30.5 |  | 0.29258 | 305 | 0.000305
R1567 | Niagara Mohawk Power Corp. | City of Utica - Sand Road | E | 23633 | Utica | Oneida | NY | 1993-05-01 | 0.2 | 0 | 0 | 0 | 0 |  | Conventional Hydro | Water |  | 1.5 |  | 0.85616 | 15 | 1.5e-05
R1568 | Niagara Mohawk Power Corp. | City of Utica -Trenton Falls | E | 23633 | Utica | Oneida | NY | 1993-02-01 | 0.2 | 0 | 0 | 0 | 0 |  | Conventional Hydro | Water |  | 0.7 |  | 0.39954 | 7 | 7e-06
R1569 | Niagara Mohawk Power Corp. | City of Watertown | E | 23633 | Watertown | Jefferson | NY | 1986-01-01 | 8.1 | 0 | 0 | 0 | 0 |  | Conventional Hydro | Water |  | 11.3 |  | 0.15925 | 113 | 0.000113
R1570 | Niagara Mohawk Power Corp. | City of Watervliet Hydro | F | 23643 | Guilderland | Albany | NY | 1986-01-01 | 1.5 | 0 | 0 | 0 | 0 |  | Conventional Hydro | Water |  | 2.6 |  | 0.19787 | 26 | 2.6e-05
R1571 | Niagara Mohawk Power Corp. | Cons. HY-Victory | F | 23643 | Victory Falls | Saratoga | NY | 1986-12-01 | 1.7 | 0 | 0 | 0 | 0 |  | Conventional Hydro | Water |  | 6.6 |  | 0.44319 | 66 | 6.6e-05
R1572 | Niagara Mohawk Power Corp. | Copenhagen Assoc. | E | 23633 | Copenhagen | Lewis | NY | 1986-01-01 | 3.3 | 0 | 0 | 0 | 0 |  | Conventional Hydro | Water |  | 7.3 |  | 0.25253 | 73 | 7.3e-05
R1573 | Niagara Mohawk Power Corp. | Cottrell Paper | F | 23643 | Rock City Falls | Saratoga | NY | 1987-01-01 | 0.3 | 0 | 0 | 0 | 0 |  | Conventional Hydro | Water
R1574 | Niagara Mohawk Power Corp. | Cranberry Lake | E | 23633 | Cranberry Lake | Lewis | NY | 1987-12-01 | 0.5 | 0 | 0 | 0 | 0 |  | Conventional Hydro | Water |  | 1.6 |  | 0.3653 | 16 | 1.6e-05
R1575 | Niagara Mohawk Power Corp. | Edison Hydro Electric | F | 23643 | Stottville | Columbia | NY | 2009-11-01 | 0.3 | 0 | 0 | 0 | 0 |  | Conventional Hydro | Water |  | 0.5 |  | 0.19026 | 5 | 5e-06
R1576 | Niagara Mohawk Power Corp. | Empire Hydro Partners | E | 23633 | Port Leyden | Lewis | NY | 1984-11-01 | 1 | 0 | 0 | 0 | 0 |  | Conventional Hydro | Water |  | 4.8 |  | 0.54795 | 48 | 4.8e-05
R1577 | Niagara Mohawk Power Corp. | Finch Paper LLC - Glens Falls | F | 23643 | Glens Falls | Warren | NY | 2009-11-01 | 11.8 | 0 | 0 | 0 | 0 |  | Conventional Hydro | Water |  | 0.2 |  | 0.0019348 | 2 | 2e-06
R1578 | Niagara Mohawk Power Corp. | Finch Pruyn | F | 23643 | Glens Falls | Warren | NY | 1989-12-01 | 29 | 0 | 0 | 0 | 0 |  | Conventional Hydro | Water
R1579 | Niagara Mohawk Power Corp. | Forestport Hydro | E | 23633 | Forestport | Oneida | NY | 1987-12-01 | 3.4 | 0 | 0 | 0 | 0 |  | Conventional Hydro | Water |  | 7.2 |  | 0.24174 | 72 | 7.2e-05
R1580 | Niagara Mohawk Power Corp. | Fort Miller Assoc (Hudson River) | F | 23643 | Schuylerville | Saratoga | NY | 1985-10-01 | 5 | 0 | 0 | 0 | 0 |  | Conventional Hydro | Water |  | 22.7 |  | 0.51826 | 227 | 0.000227
R1581 | Niagara Mohawk Power Corp. | Fortis Energy - Diana | E | 23633 | Diana | Lewis | NY | 1985-07-01 | 1.8 | 0 | 0 | 0 | 0 |  | Conventional Hydro | Water |  | 6.6 |  | 0.41857 | 66 | 6.6e-05
R1582 | Niagara Mohawk Power Corp. | Franklin Hydro | D | 24055 | Franklin Falls | Franklin | NY | 1995-03-01 | 0.3 | 0 | 0 | 0 | 0 |  | Conventional Hydro | Water
R1583 | Niagara Mohawk Power Corp. | Gloversville Johnstown WWT | F | 23643 | Gloversville | Fulton | NY | 2010-01-01 | 0.7 | 0 | 0 | 0 | 0 |  | Internal Combustion | Bio Gas |  | 1.2 |  | 0.19569 | 13.2 | 1.32e-05
R1584 | Niagara Mohawk Power Corp. | Green Island Power Authority | F | 23643 | Green Island | Albany | NY | 1971-01-01 | 6 | 0 | 0 | 0 | 0 |  | Conventional Hydro | Water |  | 39.8 |  | 0.75723 | 398 | 0.000398
R1585 | Niagara Mohawk Power Corp. | Hewittville Hydro | E | 23633 | Potsdam | St Lawrence | NY | 1984-07-01 | 3 | 0 | 0 | 0 | 0 |  | Conventional Hydro | Water |  | 13.2 |  | 0.50228 | 132 | 0.000132
R1586 | Niagara Mohawk Power Corp. | Hollings&Vose-Center | F | 23643 | Easton | Washington | NY | 1986-01-01 | 0.4 | 0 | 0 | 0 | 0 |  | Conventional Hydro | Water |  | 0.7 |  | 0.19977 | 7 | 7e-06
R1587 | Niagara Mohawk Power Corp. | Hollings&Vose-Lower | F | 23643 | Easton | Washington | NY | 1986-01-01 | 0.4 | 0 | 0 | 0 | 0 |  | Conventional Hydro | Water
R1588 | Niagara Mohawk Power Corp. | Hollings&Vose-Upper | F | 23643 | Easton | Washington | NY | 1986-01-01 | 0.4 | 0 | 0 | 0 | 0 |  | Conventional Hydro | Water
R1589 | Niagara Mohawk Power Corp. | Hollow Dam Power | E | 23633 | Saint Lawrence | St Lawrence | NY | 1987-12-01 | 1 | 0 | 0 | 0 | 0 |  | Conventional Hydro | Water |  | 2.8 |  | 0.31963 | 28 | 2.8e-05
R1590 | Niagara Mohawk Power Corp. | Hoosick Falls | F | 23643 | Hoosick Falls | Rensselaer | NY | 1988-08-01 | 0.6 | 0 | 0 | 0 | 0 |  | Conventional Hydro | Water
R1591 | Niagara Mohawk Power Corp. | Hydrocarbon-Algny | A | 23774 | Allegany | Allegany | NY | 1992-12-01 | 0.2 | 0 | 0 | 0 | 0 |  | Internal Combustion | Natural Gas
R1592 | Niagara Mohawk Power Corp. | Indian Falls HY | E | 23633 | Theresa | Jefferson | NY | 1986-01-01 | 0.3 | 0 | 0 | 0 | 0 |  | Conventional Hydro | Water
R1593 | Niagara Mohawk Power Corp. | Kayuta Lake | E | 23633 | Kayuta | Oneida | NY | 1988-05-01 | 0.4 | 0 | 0 | 0 | 0 |  | Conventional Hydro | Water |  | 1.4 |  | 0.39954 | 14 | 1.4e-05
R1594 | Niagara Mohawk Power Corp. | Kings Falls | E | 23633 | Copenhagen | Lewis | NY | 1988-05-01 | 1.6 | 0 | 0 | 0 | 0 |  | Conventional Hydro | Water
R1595 | Niagara Mohawk Power Corp. | Laidlaw Energy | A | 23774 | Ellicottville | Cattaraugus | NY | 1991-07-01 | 3.4 | 0 | 0 | 0 | 0 |  | Combustion Turbine | Natural Gas
R1596 | Niagara Mohawk Power Corp. | Laidlaw Energy | A | 23774 | Ellicottville | Cattaraugus | NY | 1991-07-01 | 2.4 | 0 | 0 | 0 | 0 |  | Steam Turbine (Fossil) | Natural Gas
R1597 | Niagara Mohawk Power Corp. | Long Falls Hydro | E | 23633 | Carthage | Jefferson | NY | 1991-06-01 | 3.3 | 0 | 0 | 0 | 0 |  | Conventional Hydro | Water |  | 4.9 |  | 0.1695 | 49 | 4.9e-05
R1598 | Niagara Mohawk Power Corp. | Lyonsdale Assoc. (Burrows) | E | 23633 | Lyons Falls | Lewis | NY | 1984-07-01 | 3 | 0 | 0 | 0 | 0 |  | Conventional Hydro | Water |  | 8.7 |  | 0.33105 | 87 | 8.7e-05
R1599 | Niagara Mohawk Power Corp. | Mechanicville | F | 23643 | Halfmoon | Saratoga | NY | 2005-03-01 | 3.8 | 0 | 0 | 0 | 0 |  | Conventional Hydro | Water |  | 21.9 |  | 0.65789 | 219 | 0.000219
R1600 | Niagara Mohawk Power Corp. | Mount Ida Hydro | F | 23643 | Troy | Rensselaer | NY | 1986-01-01 | 3 | 0 | 0 | 0 | 0 |  | Conventional Hydro | Water |  | 8.9 |  | 0.33866 | 89 | 8.9e-05
R1602 | Niagara Mohawk Power Corp. | Mountainaire Massage Spa | F | 23643 | Wevertown | Warren | NY | 2009-11-01 |  | 0 | 0 | 0 | 0 |  | Conventional Hydro | Water
R1603 | Niagara Mohawk Power Corp. | Newport Hydro Assoc. | E | 23633 | Newport | Herkimer | NY | 1987-12-01 | 1.7 | 0 | 0 | 0 | 0 |  | Conventional Hydro | Water |  | 5.9 |  | 0.39619 | 59 | 5.9e-05
R1604 | Niagara Mohawk Power Corp. | Northbrook Carthage | E | 23633 | Carthage | Jefferson | NY | 1986-01-01 | 4.4 | 0 | 0 | 0 | 0 |  | Conventional Hydro | Water |  | 21.4 |  | 0.55521 | 214 | 0.000214
R1605 | Niagara Mohawk Power Corp. | Nottingham High School | C | 23634 | Syracuse | Onondaga | NY | 1988-06-01 | 0.2 | 0 | 0 | 0 | 0 |  | Cogeneration | Natural Gas
R1606 | Niagara Mohawk Power Corp. | Oakvale Construction | D | 24055 | Wilmington | Essex | NY | 2009-11-01 | 0.4 | 0 | 0 | 0 | 0 |  | Conventional Hydro | Water |  | 2 |  | 0.57078 | 20 | 2e-05
R1607 | Niagara Mohawk Power Corp. | Ogdensburg Hydro | E | 23633 | Ogdensburg | St Lawrence | NY | 1987-12-01 | 3.5 | 0 | 0 | 0 | 0 |  | Conventional Hydro | Water |  | 9.2 |  | 0.30007 | 92 | 9.2e-05
R1608 | Niagara Mohawk Power Corp. | Onondaga Energy Partners | C | 23634 | Onondaga | Onondaga | NY | 1987-12-01 | 1.4 | 0 | 0 | 0 | 0 |  | Internal Combustion | Bio Gas
R1609 | Niagara Mohawk Power Corp. | Oswego County | C | 23634 | Oswego | Oswego | NY | 1986-03-01 | 3.6 | 0 | 0 | 0 | 0 |  | Steam Turbine (Fossil) | Refuse |  | 4.3 |  | 0.13635 | 98.9 | 9.89e-05
R1610 | Niagara Mohawk Power Corp. | Oswego Hydro Partners LP (Phoenix) | C | 23634 | Phoenix | Oswego | NY | 1990-12-01 | 3.4 | 0 | 0 | 0 | 0 |  | Conventional Hydro | Water |  | 10.4 |  | 0.34918 | 104 | 0.000104
R1611 | Niagara Mohawk Power Corp. | Riverrat Glass & Electric | F | 23643 | Wadhams | Essex | NY | 1986-01-01 | 0.6 | 0 | 0 | 0 | 0 |  | Conventional Hydro | Water
R1612 | Niagara Mohawk Power Corp. | Sandy Hollow Hydro Assoc. | E | 23633 | Philadelphia | Jefferson | NY | 1986-09-01 | 0.6 | 0 | 0 | 0 | 0 |  | Conventional Hydro | Water
R1613 | Niagara Mohawk Power Corp. | Seneca Limited | C | 23634 | Syracuse | Onondaga | NY | 1985-12-01 | 0.2 | 0 | 0 | 0 | 0 |  | Conventional Hydro | Water
R1614 | Niagara Mohawk Power Corp. | St. Elizabeth Medical Center | E | 23633 | Utica | Oneida | NY | 2012-02-01 | 0.6 | 0 | 0 | 0 | 0 |  | Internal Combustion | Natural Gas |  | 0.4 |  | 0.076104 | 177.2 | 0.0001772
R1615 | Niagara Mohawk Power Corp. | Stevens&Thompson Paper Co. | F | 23643 | Middle Falls | Washington | NY | 1987-12-01 | 10.5 | 0 | 0 | 0 | 0 |  | Conventional Hydro | Water |  | 30.3 |  | 0.32942 | 303 | 0.000303
R1616 | Niagara Mohawk Power Corp. | Stillwater Assoc. | E | 23633 | Webb | Herkimer | NY | 1987-01-01 | 1.8 | 0 | 0 | 0 | 0 |  | Conventional Hydro | Water |  | 6.5 |  | 0.41223 | 65 | 6.5e-05
R1617 | Niagara Mohawk Power Corp. | Stillwater Hydro Partners LP | F | 23643 | Stillwater | Saratoga | NY | 1993-04-01 | 3.4 | 0 | 0 | 0 | 0 |  | Conventional Hydro | Water |  | 13.9 |  | 0.46669 | 139 | 0.000139
R1618 | Niagara Mohawk Power Corp. | Stuyvesant Falls Hydro | F | 23643 | Stuyvesant | Columbia | NY | 2013-02-01 | 7 | 0 | 0 | 0 | 0 |  | Conventional Hydro | Water |  | 19.5 |  | 0.318 | 195 | 0.000195
R1619 | Niagara Mohawk Power Corp. | Sustainable Bioelectric LLC | A | 23774 | Wheatfield | Niagara | NY | 2014-03-01 | 0.6 | 0 | 0 | 0 | 0 |  | Internal Combustion | Bio Gas |  | 0.9 |  | 0.17123 | 9.9 | 9.9e-06
R1620 | Niagara Mohawk Power Corp. | Synergics - Middle Greenwich | F | 23643 | Greenwich | Washington | NY | 1987-12-01 | 0.2 | 0 | 0 | 0 | 0 |  | Conventional Hydro | Water
R1621 | Niagara Mohawk Power Corp. | Synergics - Union Falls | D | 24055 | Union Falls | Clinton | NY | 1987-12-01 | 3 | 0 | 0 | 0 | 0 |  | Conventional Hydro | Water |  | 8 |  | 0.30441 | 80 | 8e-05
R1622 | Niagara Mohawk Power Corp. | Synergics - Upper Greenwich | F | 23643 | Greenwich | Washington | NY | 1987-12-01 | 0.4 | 0 | 0 | 0 | 0 |  | Conventional Hydro | Water
R1623 | Niagara Mohawk Power Corp. | Tannery Island | E | 23633 | Carthage | Jefferson | NY | 1986-01-01 | 1.5 | 0 | 0 | 0 | 0 |  | Conventional Hydro | Water |  | 6.6 |  | 0.50228 | 66 | 6.6e-05
R1624 | Niagara Mohawk Power Corp. | Town of Wells (Lake Algonquin) | F | 23643 | Wells | Hamilton | NY | 1987-12-01 | 0.5 | 0 | 0 | 0 | 0 |  | Conventional Hydro | Water |  | 1.6 |  | 0.3653 | 16 | 1.6e-05
R1625 | Niagara Mohawk Power Corp. | Tri-City JATC | F | 23643 | Latham | Albany | NY | 2009-11-01 | 0 | 0 | 0 | 0 | 0 |  | Internal Combustion | Natural Gas
R1626 | Niagara Mohawk Power Corp. | Unionville Hydro | E | 23633 | Potsdam | St Lawrence | NY | 1984-07-01 | 3 | 0 | 0 | 0 | 0 |  | Conventional Hydro | Water |  | 12.5 |  | 0.47565 | 125 | 0.000125
R1627 | Niagara Mohawk Power Corp. | United States Gypsum | B | 23774 | Batavia | Genesee | NY | 2009-11-01 | 5.8 | 0 | 0 | 0 | 0 |  | Cogeneration | Natural Gas |  | 1.2 |  | 0.023618 | 531.6 | 0.0005316
R1628 | Niagara Mohawk Power Corp. | Valatie Falls | F | 23643 | Valatie | Columbia | NY | 1992-12-01 | 0.1 | 0 | 0 | 0 | 0 |  | Conventional Hydro | Water |  | 0.3 |  | 0.34247 | 3 | 3e-06
R1629 | Niagara Mohawk Power Corp. | Valley Falls Assoc. | F | 23643 | Valley Falls | Rensselaer | NY | 1985-08-01 | 2.5 | 0 | 0 | 0 | 0 |  | Conventional Hydro | Water |  | 7.1 |  | 0.3242 | 71 | 7.1e-05
R1630 | Niagara Mohawk Power Corp. | Village of Gouverneur | E | 23633 | Gouverneur | St Lawrence | NY | 1986-01-01 | 0.1 | 0 | 0 | 0 | 0 |  | Conventional Hydro | Water
R1631 | Niagara Mohawk Power Corp. | Village of Potsdam | E | 23633 | Potsdam | St Lawrence | NY | 1986-01-01 | 0.8 | 0 | 0 | 0 | 0 |  | Conventional Hydro | Water
R1632 | Niagara Mohawk Power Corp. | Village of Potsdam 2 | E | 23633 | Potsdam | St Lawrence | NY | 2014-04-01 | 0.5 | 0 | 0 | 0 | 0 |  | Conventional Hydro | Water
R1633 | Niagara Mohawk Power Corp. | Village of Saranac Lake | D | 24055 | Saranac Lake | Franklin | NY | 1996-12-01 | 0.2 | 0 | 0 | 0 | 0 |  | Conventional Hydro | Water |  | 0.5 |  | 0.28539 | 5 | 5e-06
R1634 | Niagara Mohawk Power Corp. | Wave Hydro LLC | C | 23634 | Baldwinsville | Onondaga | NY | 2010-02-07 | 0.823 | 0 | 0 | 0 | 0 |  | Conventional Hydro | Water
R1635 | Niagara Wind Power, LLC | Steel Wind | A | 323596 | Lackawanna | Erie | NY | 2007-01-23 | 20 | 0 | 0 | 0 | 0 |  | Wind Turbine | Wind |  | 46.9 |  | 0.26769 | 422.1 | 0.0004221
R1636 | Nine Mile Point Nuclear Station, LLC | Nine Mile Point 1 | C | 23575 | Scriba | Oswego | NY | 1969-11-01 | 641.8 | 630.5 | 630.5 | 631.9 | 629 |  | Steam (BWR Nuclear) | Uranium |  | 5314.8 |  | 0.94533 | 350776.8 | 0.35078
R1637 | Nine Mile Point Nuclear Station, LLC | Nine Mile Point 2 | C | 23744 | Scriba | Oswego | NY | 1988-08-01 | 1399 | 1310 | 1310 | 1287.8 | 1299 |  | Steam (BWR Nuclear) | Uranium |  | 10119.9 |  | 0.82576 | 667913.4 | 0.66791
R1638 | Noble Altona Windpark, LLC | Altona Wind Power | D | 323606 | Altona | Clinton | NY | 2008-09-23 | 97.5 | 97.5 | 97.5 | 97.5 | 97.5 |  | Wind Turbine | Wind |  | 168.6 |  | 0.1974 | 1517.4 | 0.0015174
R1639 | Noble Bliss Windpark, LLC | Bliss Wind Power | A | 323608 | Bliss | Wyoming | NY | 2008-03-20 | 100.5 | 100.5 | 100.5 | 100.5 | 100.5 |  | Wind Turbine | Wind |  | 192.8 |  | 0.219 | 1735.2 | 0.0017352
R1640 | Noble Chateaugay Windpark, LLC | Chateaugay Wind Power | D | 323614 | Chateaugay | Franklin | NY | 2008-10-07 | 106.5 | 106.5 | 106.5 | 106.5 | 106.5 |  | Wind Turbine | Wind |  | 190.9 |  | 0.20462 | 1718.1 | 0.0017181
R1641 | Noble Clinton Windpark 1, LLC | Clinton Wind Power | D | 323605 | Clinton | Clinton | NY | 2008-04-09 | 100.5 | 100.5 | 100.5 | 100.5 | 100.5 |  | Wind Turbine | Wind |  | 146.9 |  | 0.16686 | 1322.1 | 0.0013221
R1642 | Noble Ellenburg Windpark, LLC | Ellenburg Wind Power | D | 323604 | Ellenburg | Clinton | NY | 2008-03-31 | 81 | 81 | 81 | 81 | 81 |  | Wind Turbine | Wind |  | 144 |  | 0.20294 | 1296 | 0.001296
R1643 | Noble Wethersfield Windpark, LLC | Wethersfield Wind Power | C | 323626 | Wethersfield | Wyoming | NY | 2008-12-11 | 126 | 126 | 126 | 126 | 126 |  | Wind Turbine | Wind |  | 257.3 |  | 0.23311 | 2315.7 | 0.0023157
R1644 | Northbrook Lyons Falls, LLC | Hampshire Paper | E | 323593 | Gouverneur | St Lawrence | NY | 1987-03-01 | 3.4 | 3.5 | 3.5 | 3.4 | 3.4 |  | Conventional Hydro | Water |  | 14.9 |  | 0.50027 | 149 | 0.000149
R1645 | Northbrook Lyons Falls, LLC | Lyons Falls Hydro | E | 23570 | Lyons Falls | Lewis | NY | 1986-01-01 | 8 | 7.3 | 7.3 | 8 | 8 |  | Conventional Hydro | Water |  | 34 |  | 0.48516 | 340 | 0.00034
R1646 | NRG Power Marketing LLC | Arthur Kill GT 1 | J | 23520 | Staten Island | Richmond | NY | 1970-06-01 | 20 | 16.5 | 21.6 | 12.1 | 15.1 |  | Combustion Turbine | Natural Gas |  | 1 |  | 0.0057078 | 443 | 0.000443
R1647 | NRG Power Marketing LLC | Arthur Kill ST 2 | J | 23512 | Staten Island | Richmond | NY | 1959-08-01 | 376.2 | 357.7 | 357.7 | 335.4 | 341.8 |  | Steam Turbine (Fossil) | Natural Gas |  | 454.4 |  | 0.13788 | 201299.2 | 0.2013
R1648 | NRG Power Marketing LLC | Arthur Kill ST 3 | J | 23513 | Staten Island | Richmond | NY | 1969-06-01 | 535.5 | 518 | 518 | 519.4 | 522.9 |  | Steam Turbine (Fossil) | Natural Gas |  | 534.3 |  | 0.1139 | 236694.9 | 0.23669
R1649 | NRG Power Marketing LLC | Astoria GT 2-1 | J | 24094 | Queens | Queens | NY | 1970-06-01 | 46.5 | 41.2 | 50.7 | 36.3 | 45.1 | YES | Jet Engine | Kerosene | Natural Gas | 7 |  | 0.017185 | 1820 | 0.00182
R1650 | NRG Power Marketing LLC | Astoria GT 2-2 | J | 24095 | Queens | Queens | NY | 1970-06-01 | 46.5 | 42.4 | 52.2 | 34.8 | 44.9 | YES | Jet Engine | Kerosene | Natural Gas | 1.9 |  | 0.0046644 | 494 | 0.000494
R1651 | NRG Power Marketing LLC | Astoria GT 2-3 | J | 24096 | Queens | Queens | NY | 1970-06-01 | 46.5 | 41.2 | 50.7 | 35.9 | 46.1 | YES | Jet Engine | Kerosene | Natural Gas | 2.5 |  | 0.0061374 | 650 | 0.00065
R1652 | NRG Power Marketing LLC | Astoria GT 2-4 | J | 24097 | Queens | Queens | NY | 1970-06-01 | 46.5 | 41 | 50.5 | 35.8 | 47.4 | YES | Jet Engine | Kerosene | Natural Gas | 4.6 |  | 0.011293 | 1196 | 0.001196
R1653 | NRG Power Marketing LLC | Astoria GT 3-1 | J | 24098 | Queens | Queens | NY | 1970-06-01 | 46.5 | 41.2 | 50.7 | 34.1 | 45.2 | YES | Jet Engine | Kerosene | Natural Gas | 2.6 |  | 0.0063829 | 676 | 0.000676
R1654 | NRG Power Marketing LLC | Astoria GT 3-2 | J | 24099 | Queens | Queens | NY | 1970-06-01 | 46.5 | 43.5 | 53.5 | 35.8 | 44.8 | YES | Jet Engine | Kerosene | Natural Gas | 2.3 |  | 0.0056464 | 598 | 0.000598
R1655 | NRG Power Marketing LLC | Astoria GT 3-3 | J | 24100 | Queens | Queens | NY | 1970-06-01 | 46.5 | 43 | 52.9 | 35.3 | 45.4 | YES | Jet Engine | Kerosene | Natural Gas | 1.8 |  | 0.0044189 | 468 | 0.000468
R1656 | NRG Power Marketing LLC | Astoria GT 3-4 | J | 24101 | Queens | Queens | NY | 1970-06-01 | 46.5 | 43 | 52.9 | 36.8 | 46.2 | YES | Jet Engine | Kerosene | Natural Gas | 2.5 |  | 0.0061374 | 650 | 0.00065
R1657 | NRG Power Marketing LLC | Astoria GT 4-1 | J | 24102 | Queens | Queens | NY | 1970-07-01 | 46.5 | 42.6 | 52.4 | 35.2 | 45.6 | YES | Jet Engine | Kerosene | Natural Gas | 2.6 |  | 0.0063829 | 676 | 0.000676
R1658 | NRG Power Marketing LLC | Astoria GT 4-2 | J | 24103 | Queens | Queens | NY | 1970-07-01 | 46.5 | 41.4 | 51 | 34.7 | 45.5 | YES | Jet Engine | Kerosene | Natural Gas | 5 |  | 0.012275 | 1300 | 0.0013
R1659 | NRG Power Marketing LLC | Astoria GT 4-3 | J | 24104 | Queens | Queens | NY | 1970-07-01 | 46.5 | 41.1 | 50.6 | 34.9 | 44.9 | YES | Jet Engine | Kerosene | Natural Gas | 4.3 |  | 0.010556 | 1118 | 0.001118
R1660 | NRG Power Marketing LLC | Astoria GT 4-4 | J | 24105 | Queens | Queens | NY | 1970-07-01 | 46.5 | 42.8 | 52.7 | 33.1 | 44.5 | YES | Jet Engine | Kerosene | Natural Gas | 2.8 |  | 0.0068739 | 728 | 0.000728
R1661 | NRG Power Marketing LLC | Oswego 5 | C | 23606 | Oswego | Oswego | NY | 1976-02-01 | 901.8 | 850.3 | 850.3 | 801.7 | 827 |  | Steam Turbine (Fossil) | No. 6 Fuel Oil |  | 24.4 |  | 0.0030887 | 18129.2 | 0.018129
R1662 | NRG Power Marketing LLC | Oswego 6 | C | 23613 | Oswego | Oswego | NY | 1980-07-01 | 901.8 | 835.2 | 835.2 | 815 | 827.5 | YES | Steam Turbine (Fossil) | No. 6 Fuel Oil | Natural Gas | 24.9 |  | 0.003152 | 18500.7 | 0.018501
R1663 | NRG Power Marketing LLC | Oswego IC 1 | C | 5052 | Oswego | Oswego | NY | 1967-08-01 | 0.7 | 0 | 0 | 0 | 0 |  | Internal Combustion | No. 2 Fuel Oil
R1664 | NRG Power Marketing LLC | Oswego IC 2 | C | 5053 | Oswego | Oswego | NY | 1976-02-01 | 0.8 | 0 | 0 | 0 | 0 |  | Internal Combustion | No. 2 Fuel Oil
R1665 | NRG Power Marketing LLC | Oswego IC 3 | C | 5054 | Oswego | Oswego | NY | 1980-07-01 | 0.8 | 0 | 0 | 0 | 0 |  | Internal Combustion | No. 2 Fuel Oil
R1666 | Orange and Rockland Utilities | Buttermilk Falls | G | 5055 | Highland Falls | Orange | NY | 1986-12-01 | 0.1 | 0 | 0 | 0 | 0 |  | Conventional Hydro | Water
R1667 | Orange and Rockland Utilities | Intl. Crossroads | G | 5056 | Mahwah NJ | Bergen | NJ | 1987-12-01 | 3 | 0 | 0 | 0 | 0 | YES | Internal Combustion | Natural Gas | No. 2 Fuel Oil
R1668 | Orange and Rockland Utilities | Landfill G.Part19 | G | 5057 | Goshen | Orange | NY | 1988-12-01 | 2.5 | 0 | 0 | 0 | 0 |  | Internal Combustion | Bio Gas
R1669 | Orange and Rockland Utilities | Middletown LFG | G | 5058 | Goshen | Orange | NY | 1988-12-01 | 3 | 0 | 0 | 0 | 0 |  | Internal Combustion | Bio Gas
R1670 | PSEG Energy Resource & Trade, LLC | Bethlehem Energy Center | F | 323570 | Bethlehem | Albany | NY | 2005-07-01 | 893.1 | 835 | 924.8 | 814.6 | 908.5 | YES | Combined Cycle | Natural Gas | No. 2 Fuel Oil | 5142.1 |  | 0.65726 | 2277950.3 | 2.278
R1671 | R.E. Ginna Nuclear Power Plant, LLC | R. E. Ginna | B | 23603 | Ontario | Wayne | NY | 1970-07-01 | 614 | 582 | 582 | 581 | 581.7 |  | Steam (PWR Nuclear) | Uranium |  | 4706.6 |  | 0.87505 | 310635.6 | 0.31064
R1672 | ReEnergy Black River LLC | Fort Drum | E | 23780 | Watertown | Jefferson | NY | 2013-05-30 | 55.5 | 55.6 | 55.6 | 0 | 0 |  | Steam Turbine (Fossil) | Wood | No. 2 Fuel Oil | 203.4 |  | 0.41836 | 5491.8 | 0.0054918
R1673 | Rochester Gas and Electric Corp. | Mills Mills | B | 5059 | Fillmore | Allegany | NY | 1906-07-01 | 0.2 | 0 | 0 | 0 | 0 |  | Conventional Hydro | Water
R1674 | Rochester Gas and Electric Corp. | Mt Morris | B | 5060 | Mt Morris | Livingston | NY | 1916-07-01 | 0.3 | 0 | 0 | 0 | 0 |  | Conventional Hydro | Water
R1675 | Rochester Gas and Electric Corp. | Station 2 1 | B | 23604 | Rochester | Monroe | NY | 1913-07-01 | 8.5 | 6.5 | 6.5 | 8.5 | 8.5 |  | Conventional Hydro | Water |  | 23 |  | 0.30889 | 230 | 0.00023
R1676 | Rochester Gas and Electric Corp. | Station 26 1 | B | 23604 | Rochester | Monroe | NY | 1952-08-01 | 3 | 3 | 3 | 3 | 3 |  | Conventional Hydro | Water |  | 11.4 |  | 0.43379 | 114 | 0.000114
R1677 | Rochester Gas and Electric Corp. | Station 5 1 | B | 23604 | Rochester | Monroe | NY | 1918-07-01 | 13.982 | 11.8 | 11.8 | 14 | 14 |  | Conventional Hydro | Water |  | 0.6 |  | 0.0048987 | 6 | 6e-06
R1678 | Rochester Gas and Electric Corp. | Station 5 2 | B | 23604 | Rochester | Monroe | NY | 1918-07-01 | 13.59 | 11.8 | 11.8 | 13.6 | 13.6 |  | Conventional Hydro | Water |  | 1 |  | 0.0083999 | 10 | 1e-05
R1679 | Rochester Gas and Electric Corp. | Station 5 3 | B | 23604 | Rochester | Monroe | NY | 1918-07-01 | 18 | 16.5 | 16.5 | 18 | 18 |  | Conventional Hydro | Water |  | 1.4 |  | 0.0088787 | 14 | 1.4e-05
R1680 | Rockville Centre, Village of | Charles P Keller 07 | K | 1661 | Rockville Centre | Nassau | NY | 1942-09-01 | 2 | 2 | 2 | 0 | 0 |  | Internal Combustion | No. 2 Fuel Oil
R1681 | Rockville Centre, Village of | Charles P Keller 09 | K | 1661 | Rockville Centre | Nassau | NY | 1954-09-01 | 3.5 | 3.3 | 3.3 | 3.2 | 3.2 | YES | Internal Combustion | No. 2 Fuel Oil | Natural Gas | 0.2 |  | 0.0065232 | 148.6 | 0.0001486
R1682 | Rockville Centre, Village of | Charles P Keller 10 | K | 1661 | Rockville Centre | Nassau | NY | 1954-09-01 | 3.5 | 3.2 | 3.2 | 3.2 | 3.2 | YES | Internal Combustion | No. 2 Fuel Oil | Natural Gas | 0.3 |  | 0.0097847 | 222.9 | 0.0002229
R1683 | Rockville Centre, Village of | Charles P Keller 11 | K | 1661 | Rockville Centre | Nassau | NY | 1962-09-01 | 5.2 | 5.2 | 5.2 | 5.2 | 5.2 | YES | Internal Combustion | No. 2 Fuel Oil | Natural Gas | 0.3 |  | 0.0065859 | 222.9 | 0.0002229
R1684 | Rockville Centre, Village of | Charles P Keller 12 | K | 1661 | Rockville Centre | Nassau | NY | 1967-09-01 | 5.5 | 5.5 | 5.5 | 5.5 | 5.5 | YES | Internal Combustion | No. 2 Fuel Oil | Natural Gas
R1685 | Rockville Centre, Village of | Charles P Keller 13 | K | 1661 | Rockville Centre | Nassau | NY | 1974-09-01 | 5.5 | 5.6 | 5.6 | 5.5 | 5.5 | YES | Internal Combustion | No. 2 Fuel Oil | Natural Gas
R1686 | Rockville Centre, Village of | Charles P Keller 14 | K | 1661 | Rockville Centre | Nassau | NY | 1994-09-01 | 6.2 | 6.3 | 6.3 | 6.3 | 6.3 | YES | Internal Combustion | No. 2 Fuel Oil | Natural Gas | 1.2 |  | 0.022095 | 891.6 | 0.0008916
R1687 | Seneca Energy II, LLC | Ontario LFGE | C | 23819 | Canandaigua | Ontario | NY | 2003-12-01 | 11.2 | 7.6 | 7.6 | 11.2 | 11.2 |  | Internal Combustion | Bio Gas |  | 71.7 |  | 0.7308 | 788.7 | 0.0007887
R1688 | Seneca Energy II, LLC | Seneca Energy 1 | C | 23797 | Seneca Falls | Seneca | NY | 1996-03-01 | 8.8 | 8.8 | 8.8 | 8.8 | 8.8 |  | Internal Combustion | Bio Gas |  | 106.6 | (G) |  | 1172.6 | 0.0011726
R1689 | Seneca Energy II, LLC | Seneca Energy 2 | C | 23797 | Seneca Falls | Seneca | NY | 1997-08-01 | 8.8 | 8.8 | 8.8 | 8.8 | 8.8 |  | Internal Combustion | Bio Gas
R1690 | Seneca Falls Power Corp. | Seneca Falls 1 | C | 23627 | Seneca Falls | Seneca | NY | 1998-06-01 | 1.8 | 1.6 | 1.6 | 0 | 0 |  | Conventional Hydro | Water
R1691 | Seneca Falls Power Corp. | Seneca Falls 2 | C | 23627 | Seneca Falls | Seneca | NY | 1998-06-01 | 1.8 | 1.6 | 1.6 | 0 | 0 |  | Conventional Hydro | Water
R1692 | Seneca Falls Power Corp. | Seneca Falls 4 | C | 23627 | Seneca Falls | Seneca | NY | 1998-06-01 | 2 | 1.8 | 1.8 | 0 | 0 |  | Conventional Hydro | Water
R1693 | Seneca Power Partners, L.P. | Allegany | B | 23514 | Hume | Allegany | NY | 1995-03-01 | 67 | 62.9 | 82.2 | 61.4 | 63.4 |  | Combined Cycle | Natural Gas |  | 35.7 |  | 0.060826 | 15815.1 | 0.015815
R1694 | Seneca Power Partners, L.P. | Batavia | B | 24024 | Batavia | Genesee | NY | 1992-06-01 | 67.3 | 57.1 | 71.7 | 48.8 | 60.1 |  | Combined Cycle | Natural Gas |  | 35.3 |  | 0.059876 | 15637.9 | 0.015638
R1695 | Seneca Power Partners, L.P. | Carthage Energy | E | 23857 | Carthage | Jefferson | NY | 1991-08-01 | 62.9 | 59 | 70.6 | 56.3 | 64.5 | YES | Combined Cycle | Natural Gas | No. 2 Fuel Oil | 19.9 |  | 0.036116 | 8815.7 | 0.0088157
R1696 | Seneca Power Partners, L.P. | Hillburn GT | G | 23639 | Hillburn | Rockland | NY | 1971-04-01 | 46.5 | 37.9 | 51.8 | 35.4 | 45.1 | YES | Jet Engine | Natural Gas | Kerosene | 0.4 |  | 0.00098198 | 177.2 | 0.0001772
R1697 | Seneca Power Partners, L.P. | Shoemaker GT | G | 23640 | Middletown | Orange | NY | 1971-05-01 | 41.9 | 33.1 | 45.2 | 32.7 | 40.8 | YES | Jet Engine | Natural Gas | Kerosene | 0.4 |  | 0.0010898 | 177.2 | 0.0001772
R1698 | Seneca Power Partners, L.P. | Sterling | E | 23777 | Sherrill | Oneida | NY | 1991-06-01 | 65.3 | 57.4 | 72.1 | 50.9 | 62.5 |  | Combined Cycle | Natural Gas |  | 26.2 |  | 0.045802 | 11606.6 | 0.011607
R1699 | Sheldon Energy LLC | High Sheldon Wind Farm | C | 323625 | Sheldon | Wyoming | NY | 2009-02-01 | 118.1 | 112.5 | 112.5 | 118.1 | 118.1 |  | Wind Turbine | Wind |  | 247.7 |  | 0.23943 | 2229.3 | 0.0022293
R1700 | Shoreham Solar Commons LLC | Shoreham Solar | K | 323752 | East Shoreham | Suffolk | NY | 2018-07-01 | 25 | 24.9 | 24.9 | 0 | 0 |  | Photovoltaic | Sunlight |  |  | (N)
R1701 | Somerset Operating Company, LLC | Somerset | A | 23543 | Somerset | Niagara | NY | 1984-08-01 | 655.1 | 686.5 | 686.5 | 685.9 | 692.5 |  | Steam Turbine (Fossil) | Bituminous Coal |  | 593 |  | 0.10333 | 593000 | 0.593
R1702 | Stephentown Spindle LLC | Beacon LESR | F | 323632 | Stephentown | Rensselaer | NY | 2010-11-29 | 20 | 0 | 0 | 0 | 0 |  | Energy Storage | Fly Wheel
R1703 | Stony Creek Energy LLC | Orangeville Wind Farm | C | 323706 | Orangeville | Wyoming | NY | 2013-12-01 | 93.9 | 94.4 | 94.4 | 93.9 | 93.9 |  | Wind Turbine | Wind |  | 289.6 |  | 0.35207 | 2606.4 | 0.0026064
R1704 | Tenaska Power Services Co. | Freeport CT 1 | K | 23764 | Freeport | Nassau | NY | 2004-06-01 | 60 | 48.3 | 51.3 | 45.7 | 46.4 | YES | Combustion Turbine | Natural Gas | No. 2 Fuel Oil | 36.7 |  | 0.069825 | 16258.1 | 0.016258
R1705 | TransAlta Energy Marketing (U.S.) Inc. | Saranac Energy | D | 23793 | Plattsburgh | Clinton | NY | 1994-06-01 | 285.6 | 253.7 | 298.4 | 249.8 | 276.2 |  | Combined Cycle | Natural Gas |  | 70.8 |  | 0.028299 | 31364.4 | 0.031364
R1706 | Triton Power Company | Chateaugay High Falls | D | 323578 | Chateaugay | Franklin | NY | 1987-12-01 | 1.7 | 1.7 | 1.7 | 0 | 0 |  | Conventional Hydro | Water |  | 6.9 |  | 0.46334 | 69 | 6.9e-05
R1707 | Western New York Wind Corp. | Western NY Wind Power | B | 24143 | Wethersfield | Wyoming | NY | 2000-10-01 | 6.6 | 0 | 0 | 0 | 0 |  | Wind Turbine | Wind |  | 4.6 |  | 0.079563 | 41.4 | 4.14e-05
R1708 | Wheelabrator Hudson Falls, LLC | Wheelabrator Hudson Falls | F | 23798 | Hudson Falls | Washington | NY | 1991-10-01 | 14.4 | 12.7 | 12.7 | 10.5 | 11 |  | Steam Turbine (Fossil) | Refuse |  | 76.8 |  | 0.60883 | 1766.4 | 0.0017664
R1709 | Wheelabrator Westchester, LP | Wheelabrator Westchester | H | 23653 | Peekskill | Westchester | NY | 1984-04-01 | 59.7 | 53.5 | 53.5 | 52 | 51.6 |  | Steam Turbine (Fossil) | Refuse |  | 392 |  | 0.74956 | 9016 | 0.009016
Totals | [8 empty] | 45091.7 | [8 empty] | 135585.2 |  |  | 29638553.8 | 29.6386

## Zonal Totals
Metric | NYCA Totals | Zone A | Zone B | Zone C | Zone D | Zone E | Zone F | Zone G | Zone H | Zone I | Zone J | Zone K
Nameplate MW | 43610.7 | 4604.18 | 840.422 | 7568.453 | 2237.82 | 1340.125 | 5360 | 4039.1 | 2370.7 | 0.2 | 9516.1 | 5733.6
Methane MW | 18310.4 | 551.3 | 140.1 | 1761.1 | 387.7 | 239.9 | 3648 | 2632.4 | 0 | 0 | 5223.1 | 3726.8
Nuclear MW | 5847.8 | 0 | 614 | 2922.8 | 0 | 0 | 0 | 0 | 2311 | 0 | 0 | 0
Hydro MW | 6687.65 | 3105.28 | 64.122 | 95.253 | 1163.62 | 490.675 | 1661.7 | 106.8 | 0 | 0.2 | 0 | 0
Coal MW | 977.6 | 655.1 | 0 | 322.5 | 0 | 0 | 0 | 0 | 0 | 0 | 0 | 0
Oil MW | 8356.7 | 0 | 0 | 1811.5 | 1.7 | 0 | 0 | 1242 | 0 | 0 | 3582 | 1719.5
No. 2 Fuel Oil MW | 2345.1 | 0 | 0 | 7.9 | 1.7 | 0 | 0 | 0 | 0 | 0 | 992 | 1343.5
No. 6 Fuel Oil MW | 6011.6 | 0 | 0 | 1803.6 | 0 | 0 | 0 | 1242 | 0 | 0 | 2590 | 376
Wind MW | 1985.25 | 213.9 | 6.6 | 564.6 | 678.4 | 521.75 | 0 | 0 | 0 | 0 | 0 | 0
Wood MW | 76.6 | 0 | 0 | 0 | 0 | 76.6 | 0 | 0 | 0 | 0 | 0 | 0
Refuse MW | 312.5 | 50 | 0 | 43.1 | 0 | 0 | 14.4 | 9.2 | 59.7 | 0 | 0 | 136.1
Bio Gas MW | 136.9 | 28.6 | 15.6 | 47.6 | 6.4 | 11.2 | 15.9 | 5.5 | 0 | 0 | 0 | 6.1
Kerosene MW | 832.8 | 0 | 0 | 0 | 0 | 0 | 0 | 43.2 | 0 | 0 | 711 | 78.6
Solar PV MW In Front of Meter | 56.5
MW Imported | 1481 | 0 | 0 | 38 | 0 | 0 | 0 | 3 | 0 | 0 | 1440 | 0
Clean MW | 10231.8492 | 3552.468 | 223.7662 | 787.3002 | 1845.8748 | 1086.4616 | 1904.6684 | 259.1683 |  | 94.9029 | 172.5817 | 304.6571
Low Carbon MW | 13768.6492 | 3552.468 | 837.7662 | 3710.1002 | 1845.8748 | 1086.4616 | 1904.6684 | 259.1683 |  | 94.9029 | 172.5817 | 304.6571
Fossil Fuel MW | 28866.6 | 1256.4 | 140.1 | 3938.2 | 389.4 | 316.5 | 3662.4 | 3926.8 | 59.7 | 0 | 9516.1 | 5661
2018 GWh | 130321.8 | 18654.7 | 4940.3 | 29576.4 | 9395.6 | 3480.7 | 14781 | 2613.4 | 16726 | 0 | 19904.3 | 10249.4
Methane GWh | 46023.4 | 792.3 | 72.2 | 5443.2 | 72.5 | 58.3 | 12206.5 | 1853.1 | 0 | 0 | 16729.2 | 8796.1
Coal GWh | 692 | 593 | 0 | 99 | 0 | 0 | 0 | 0 | 0 | 0 | 0 | 0
Oil GWh | 4139.4 | 0 | 0 | 49.3 | 0 | 0 | 0 | 516.5 | 0 | 0 | 3129.4 | 444.2
No. 2 Fuel Oil GWh | 205.7 | 0 | 0 | 0 | 0 | 0 | 0 | 0 | 0 | 0 | 89.4 | 116.3
No. 6 Fuel Oil GWh | 3933.7 | 0 | 0 | 49.3 | 0 | 0 | 0 | 516.5 | 0 | 0 | 3040 | 327.9
Kerosene GWh | 56.2 | 0 | 0 | 0 | 0 | 0 | 0 | 0.9 | 0 | 0 | 45.7 | 9.6
Nuclear GWh | 43003.1 | 0 | 4706.6 | 21962.5 | 0 | 0 | 0 | 0 | 16334 | 0 | 0 | 0
Wind GWh | 3985.1 | 347.9 | 4.6 | 1266.1 | 1365.4 | 1001.1 | 0 | 0 | 0 | 0 | 0 | 0
Hydro GWh | 29644.4 | 16556.5 | 57.2 | 309 | 7928.9 | 2153 | 2420.3 | 219.5 | 0 | 0 | 0 | 0
Refuse GWh | 1878.4 | 214.4 | 0 | 221.1 | 0 | 0 | 76.8 | 23.4 | 392 | 0 | 0 | 950.7
Bio Gas GWh | 647.6 | 150.6 | 99.7 | 226.2 | 28.8 | 64.9 | 77.4 | 0 | 0 | 0 | 0 | 0
Wood GWh | 203.4 | 0 | 0 | 0 | 0 | 203.4 | 0 | 0 | 0 | 0 | 0 | 0
Solar PV GWh (In Front of Meter) | 48.8 | 0 | 0 | 0 | 0 | 0 | 0 | 0 | 0 | 0 | 0 | 48.8
GWh Imported | 5263.4 | 0 | 0 | 211.5 | 0 | 0 | 0 | 0 | 0 | 0 | 5051.9 | 0
Fossil Fuels GWh | 53640.4 | 1750.3 | 171.9 | 6038.8 | 101.3 | 326.6 | 12360.7 | 2393.9 | 392 | 0 | 19904.3 | 10200.6
Clean GWh | 33678.3 | 16904.4 | 61.8 | 1575.1 | 9294.3 | 3154.1 | 2420.3 | 219.5 | 0 | 0 | 0 | 48.8
Low Carbon GWh | 76681.4 | 16904.4 | 4768.4 | 23537.6 | 9294.3 | 3154.1 | 2420.3 | 219.5 | 16334 | 0 | 0 | 48.8
% Clean GWh | 25.8424 | 90.6 | 1.3 | 5.3 | 98.9 | 90.6 | 16.4 | 8.4 | 0 | 0 | 0 | 0.5
% Low Carbon GWh | 58.84 | 90.6 | 96.5 | 79.6 | 98.9 | 90.6 | 16.4 | 8.4 | 97.7 | 97.7 | 0 | 0.5
% Non-Hydro Clean GWh | 3.0953 | 1.9 | 0.1 | 4.3 | 14.5 | 28.8 | 0 | 0 | 0 | 0 | 0 | 0.5
% Methane GWh | 35.3152 | 4.2 | 1.5 | 18.4 | 0.8 | 1.7 | 82.6 | 70.9 | 0 | 0 | 84 | 85.8
% Nuclear GWh | 32.9976 | 0 | 95.3 | 74.3 | 0 | 0 | 0 | 0 | 97.7 | 97.7 | 0 | 0
% Fossil Fuels GWh | 41.16 | 9.4 | 3.5 | 20.4 | 1.1 | 9.4 | 83.6 | 91.6 | 2.3 | 2.3 | 100 | 99.5
MMT CO2 from All Fuels | 49.0853 | 1.4541 | 0.37484 | 6.3185 | 0.15465 | 0.087207 | 10.592 | 1.9907 | 1.0871 | 0 | 16.8168 | 7.9693
MMT CO2 (Burning Coal) | 0.692 | 0.593 | 0 | 0.099 | 0 | 0 | 0 | 0 | 0 | 0 | 0 | 0
MMT CO2 (Burning Methane) | 20.3884 | 0.35099 | 0.031985 | 2.4113 | 0.032118 | 0.025827 | 5.4075 | 0.82092 | 0 | 0 | 7.411 | 3.8967
MMT CO2eq (Fugitive Methane) | 19.4467 | 0.33478 | 0.030507 | 2.3 | 0.030634 | 0.024634 | 5.1577 | 0.78301 | 0 | 0 | 7.0688 | 3.7167
MMT CO2 (Clean Energy) | 0.38073 | 0.17616 | 0.0055108 | 0.017347 | 0.091701 | 0.032909 | 0.031978 | 0.0070708 |  | 0.0030305 | 0.0055226 | 0.0095026
Tonne CO2e per MWh | 0.35946 | 0.077946 | 0.075873 | 0.21363 | 0.016459 | 0.025054 | 0.7166 | 0.76171 | 0.064992 |  | 0.84488 | 0.77754
Trillion BTU Methane | 352.3091 | 6.0651 | 0.55269 | 41.6677 | 0.55499 | 0.44629 | 93.4408 | 14.1855 | 0 | 0 | 128.062 | 67.3341
MMT Carbon | 5.5771 | 0.09601 | 0.0087491 | 0.6596 | 0.0087855 | 0.0070647 | 1.4792 | 0.22456 | 0 | 0 | 2.0272 | 1.0659
Volume Fugitive Methane (Billions Ft3) | 11.9833 | 0.20629 | 0.018799 | 1.4173 | 0.018877 | 0.01518 | 3.1783 | 0.4825 | 0 | 0 | 4.3559 | 2.2903
Volume Methane Burned (Billions Ft3) | 342.3801 | 5.8941 | 0.53711 | 40.4934 | 0.53935 | 0.43371 | 90.8073 | 13.7857 | 0 | 0 | 124.4529 | 65.4365
Mortality (from Methane, Coal, Oil, Nuclear) | 232.0172 | 19.9337 | 1.0136 | 21.7732 | 0.33787 | 0.46495 | 34.7929 | 14.7312 | 1.2087 | 0 | 104.774 | 32.9871
Morbidity (from Methane, Coal, Oil, Nulcear) | 84789.7854 | 8943.2063 | 284.1269 | 6331.012 | 119.9297 | 193.237 | 9126.8551 | 6374.5703 | 0 | 0 | 42655.2364 | 10761.6117
Mortality - Methane | 129.832 | 2.2351 | 0.20368 | 15.3553 | 0.20452 | 0.16446 | 34.4345 | 5.2276 | 0 | 0 | 47.1931 | 24.8138
Mortality - Coal | 19.8396 | 17.0013 | 0 | 2.8383 | 0 | 0 | 0 | 0 | 0 | 0 | 0 | 0
Mortality - Oil | 76.165 | 0 | 0 | 0.90712 | 0 | 0 | 0 | 9.5036 | 0 | 0 | 57.581 | 8.1733
Mortality - Biomass | 2.9984 | 0.69728 | 0.46161 | 1.0473 | 0.13334 | 0.30049 | 0.35836 | 0 | 0 | 0 | 0 | 0
Mortality - Nuclear | 3.1822 | 0 | 0.34829 | 1.6252 | 0 | 0 | 0 | 0 | 1.2087 | 0 | 0 | 0
Serious Illness - Coal | 155.7 | 133.425 | 0 | 22.275 | 0 | 0 | 0 | 0 | 0 | 0 | 0 | 0
Serious Illness - Methane | 1380.702 | 23.769 | 2.166 | 163.296 | 2.175 | 1.749 | 366.195 | 55.593 | 0 | 0 | 501.876 | 263.883
Serious Illness - Oil | 666.4434 | 0 | 0 | 7.9373 | 0 | 0 | 0 | 83.1565 | 0 | 0 | 503.8334 | 71.5162
Serious Illness - Biomass | 27.8468 | 6.4758 | 4.2871 | 9.7266 | 1.2384 | 2.7907 | 3.3282 | 0 | 0 | 0 | 0 | 0
Minor Illness - Coal | 9195.296 | 7879.784 | 0 | 1315.512 | 0 | 0 | 0 | 0 | 0 | 0 | 0 | 0
Minor Illness - Oil | 39535.4094 | 0 | 0 | 470.8643 | 0 | 0 | 0 | 4933.0915 | 0 | 0 | 29888.8994 | 4242.5542
Minor Illness - Methane | 32354.4502 | 556.9869 | 50.7566 | 3826.5696 | 50.9675 | 40.9849 | 8581.1695 | 1302.7293 | 0 | 0 | 11760.6276 | 6183.6583
Minor Illness - Biomass | 1473.9376 | 342.7656 | 226.9172 | 514.8312 | 65.5488 | 147.7124 | 176.1624 | 0 | 0 | 0 | 0 | 0
Coal Externality Costs (Millions $) | 42.904 | 36.766 | 0 | 6.138 | 0 | 0 | 0 | 0 | 0 | 0 | 0 | 0
Methane Externality Costs (Millions $) | 1334.6786 | 22.9767 | 2.0938 | 157.8528 | 2.1025 | 1.6907 | 353.9885 | 53.7399 | 0 | 0 | 485.1468 | 255.0869
Solar PV MW Behind Meter (NYISO) | 1479 | 89 | 47 | 124 | 4 | 84 | 239 | 197 | 29 | 39 | 171 | 456
Solar PV MW Behind Meter (NYSERDA) | 1464.4492 | 233.288 | 153.0442 | 89.4472 | 3.8548 | 74.0366 | 242.9684 | 152.3683 |  | 94.7029 | 172.5817 | 248.1571
Solar PV GWh Behind Meter (NYISO) | 1745.22 | 105.02 | 55.46 | 146.32 | 4.72 | 99.12 | 282.02 | 232.46 | 34.22 | 46.02 | 201.78 | 538.08
Solar PV GWh Behind Meter (NYSERDA) | 1696.0847 | 268.0062 | 175.6394 | 101.8808 | 4.5249 | 83.7313 | 282.6152 | 177.2556 |  | 109.7484 | 201.4092 | 291.2737
Wind Benefit (Millions $) | 290.9123 | 25.3967 | 0.3358 | 92.4253 | 99.6742 | 73.0803 | 0 | 0 | 0 | 0 | 0 | 0
Solar Benefit (Millions $) | 69.7954 | 10.7202 | 7.0256 | 4.0752 | 0.181 | 3.3493 | 11.3046 | 7.0902 |  | 4.3899 | 8.0564 | 13.6029

## References for Zonal Totals
Metric | Amount | Units | Link/Source | Other Links
Coal Serious Illnessess | 225 | Number of cases/TWh | Lancet 370: 979–990 (2007) Electricity generation and health by Anil Markandya and Paul Wilkinson | https://www.academia.edu/12681524/Electricity_generation_and_health?auto=download
Coal Minor Illnesses | 13288 | Number of cases/TWh
Methane Serious Illnesses | 30 | Number of cases/TWh
Methane Minor Illnesses | 703 | Number of cases/TWh
Coal Mortality | 28.67 | Deaths/TWh | https://pubs.giss.nasa.gov/docs/2013/2013_Kharecha_kh05000e.pdf
Methane Mortality | 2.821 | Deaths/TWh
Nuclear Mortality | 0.074 | Deaths/TWh
Social Cost of CO2 | 42 | $ per Metric Ton CO2 | https://epic.uchicago.edu/wp-content/uploads/2019/07/EPP-Social-Cost-of-Carbon-rev-1-3-18.pdf
Wind Benefit ($) | 0.073 | $/kWh | Dev Millstein et. al. In: Nature Energy 2, 17134 (2017) | https://www.nature.com/articles/nenergy2017134.pdf
Solar Benefit ($) | 0.04 | $/kWh
Coal Externality Costs | 6.2 | cents/kWh | Energy Policy 57: 585-601 (2013) Mark Jacobson et. al Table 4 | http://web.stanford.edu/group/efmh/jacobson/Articles/I/NewYorkWWSEnPolicy.pdf
Methane Externality Costs | 2.9 | cents/kWh
British Thermal Units (BTU) |  | https://www.eia.gov/electricity/annual/html/epa_08_02.html
Volume Methane Burned |  | https://www.engineeringtoolbox.com/heating-values-fuel-gases-d_823.html
Volume of Fugitve Methane | = 3.5% of vol. shale gas burned | https://www.youtube.com/watch?reload=9&v=qR5TqEyQLJ4&feature=youtu.be
Solar PV MW Behind Meter (NYISO) | Estimated for Counties | NYISO does not list Solar PV installtions for counties, but do so for zip codes. NYISO zonal boundaries do not follow zip code boundaries

## Generation
Generation by Fuel | gWh(ac) | % Total | MMT CO2 | By Class of Generation: | gWh(ac).1 | % Total.1 | MMT CO2eq
Fuel Oil | 4139.4 | 3.053 | 3.0756 | Nuclear | 43003.1 | 31.7167 | 2.8382
Kerosene | 56.2 | 0.04145 | 0.014612 | Fossil Fuels | 56928.8 | 41.9875 | 21.1382
Coal | 692 | 0.51038 | 0.692 | Clean Energy | 34740.8 | 25.6229 | 0.3486
Nuclear | 43003.1 | 31.7167 | 2.8382
Natural Gas | 46023.4 | 33.9443 | 20.3884 | Totals:
Hydropower | 29045.1 | 21.422 | 0.29045
Pumped Storage | 810.8 | 0.598 | 0.008108 | Non-Hydro Clean Energy | 4237.3 | 3.1252 | 0.042919
Wind | 3985.1 | 2.9392 | 0.035866 | Total Hydropower | 29855.9 | 22.618 | 0.29856
Refuse Solid Waste | 1878.4 | 1.3854 | 0.043203
Wood Waste | 203.4 | 0.15002 | 0.0054918
Sunlight | 48.8 | 0.035992 | 0.0015616
Biogas | 647.6 | 0.47763 | 0.0071236
Imported Power | 5263.4 | 3.882 | 2.2401
Sum
NYISO Sum | 135585.2

## Notes
Note | Owner / Operator | Station Unit | PTID | Description
1 | Bayonne Energy Center, LLC | Bayonne EC CTG9 | 323749 | Unit produced power during months Jun - Dec 2018
2 | Bayonne Energy Center, LLC | Bayonne EC CTG10 | 323750 | Unit produced power during months Jun - Dec 2018
3 | Binghamton BOP, LLC | Binghamton | 23790 | Unit Retired on 1/9/2018.
4 | Calpine Energy Services LP | Stony Brook | 24151 | BTM:NG Resources - Summer and Winter Net-ICAP replaces Summer Capability and Winter Capability values
5 | Cayuga Operating Company, LLC | Cayuga 2 | 23585 | Unit became ICAP Ineligible on 7/1/2018.
6 | CPV Valley, LLC | CPV_VALLEY___CC1 | 323721 | Unit produced power during months Jan - Dec 2018
7 | CPV Valley, LLC | CPV_VALLEY___CC2 | 323722 | Unit produced power during months Feb - Dec 2018
8 | Cubit Power One Inc. | Arthur Kill Cogen | 323718 | Unit produced power during months Aug - Dec 2018
9 | EDF Renewable Energy | Copenhagen Wind Farm | 323753 | Unit produced power during months Nov - Dec 2018
10 | EDP Renewables NA | Arkwright Summit Wind Farm | 323751 | This unit is a member of Class Year 2017-2 but is in-service under limited operation for energy. Unit produced power during months Aug - Dec 2018.
11 | Helix Ravenswood, LLC | Ravenswood GTs | Various | Units became ICAP Ineligible on 4/1/2018.
12 | Lyonsdale Biomass, LLC | Lyonsdale | 23803 | Unit became ICAP Ineligible on 4/1/2018.
13 | New York Power Authority | Gilboa 1 | 23756 | Unit became ICAP Ineligible on 1/1/2019
A | Various | Generating Units | Various | Summer/Winter CRIS caps reflect capacity level of the unit that is deemed deliverable. See Definitions of Labels for the Load & Capacity Schedules (Section V) for description.
B | Various | Generating Units | Various | Summer Capability reflects DMNC values that are applicable to the Summer 2019 ICAP Market. Winter Capability reflects DMNC values that were applicable to the Winter 2018-2019 ICAP Market. DMNC stands for Dependable Maximum Net Generating Capability.
C | Various | Generating Units | Various | Net Energy from resources not directly participating in NYISO markets is obtained directly from the local TO.
D | Various | Reactivated Generator | Various | Unit(s) returned to service from mothballed status or from a Mothball Outage as defined in the MST.
E | Various | Behind-the-Meter: Net Generation Resource | Various | Units that are Behind the Meter Net Generation Resources.
G | Various | Generating Station | Various | Generation is reported as Station Total.
I | Various | ICAP Ineligible Generator | Various | This unit is in an ICAP Ineligible Forced Outage (IIFO) as defined in the MST.
M | Various | Mothballed Generator | Various | This unit is mothballed or is in a Mothball Outage per MST Section 5.18.
N | Various | New Generator | Various | Unit(s) added since the publication of the 2018 Load and Capacity Data Report.
R | Various | Retired Generator | Various | This unit is retired or Retired as defined in the MST.
U | Various | Generating Units | Various | The fuel type selection is not meant to provide any information on current fuel inventories, nor does it indicate which of the fuels might be considered as primary.
V | Various | Generating Units | Various | Typically, Name Plate refers to a historical rating and may not reflect the most current value.

## Zone A
Line No. | Billing Org | Station Unit | Zone | PTID | Town | Cnty | St | YYY-MM-DD | Nameplate MW | CRIS SUM MW | CRIS WIN MW | CAPABILITY SUM MW | CAPABILITY WIN MW | DUAL | Unit Type | Fuel Type 1 | Fuel Type 2 | 2018 GWh | Notes | Capacity | CO2 Emissions MTCO2 | CO2 Emissions MMTCO2
R1129 | Covanta Niagara, LP | American Ref-Fuel 1 | A | 24010 | Niagara | Niagara | NY | 1993-05-01 | 25 | 19.6 | 19.6 | 15.6 | 16.1 |  | Steam Turbine (Fossil) | Refuse |  | 214.4 | (G) | 0.979 | 4931.2 | 0.0049312
R1130 | Covanta Niagara, LP | American Ref-Fuel 2 | A | 24010 | Niagara | Niagara | NY | 1993-05-01 | 25 | 19.6 | 19.6 | 15.6 | 16.1 |  | Steam Turbine (Fossil) | Refuse
R1143 | EDP Renewables NA | Arkwright Summit Wind Farm | A | 323751 | Arkwright | Chautauqua | NY | 2018-09-01 | 78.4 | 0 | 0 | 0 | 0 |  | Wind Turbine | Wind |  | 82 | (10) (N) | 0.1194 | 738 | 0.000738
R1144 | Emera Energy Services, Inc | Lockport | A | 23791 | Lockport | Niagara | NY | 1992-07-01 | 221.3 | 225.2 | 261.7 | 210.8 | 230.8 | YES | Combined Cycle | Natural Gas | No. 2 Fuel Oil | 444.9 |  | 0.2295 | 197090.7 | 0.19709
R1146 | Emera Energy Services Sub. No. 3 LLC | Fortistar - N.Tonawanda | A | 24026 | N Tonawanda | Erie | NY | 1993-06-01 | 68.5 | 59 | 75 | 59.1 | 68.5 | YES | Combined Cycle | Natural Gas | No. 2 Fuel Oil | 24.1 |  | 0.040163 | 10676.3 | 0.010676
R1240 | Erie Blvd. Hydro - NYS Barge | Hydraulic Race | A | 23848 | Lockport | Niagara | NY | 1942-01-01 | 4.68 | 3.1 | 3.1 | 4.7 | 4.7 |  | Conventional Hydro | Water |  | 9.2 |  | 0.22441 | 92 | 9.2e-05
R1323 | Erie Wind, LLC | Erie Wind | A | 323693 | Lackawanna | Erie | NY | 2012-02-01 | 15 | 0 | 0 | 0 | 0 |  | Wind Turbine | Wind |  | 26.2 |  | 0.19939 | 235.8 | 0.0002358
R1324 | Exelon Generation Company, LLC | Chaffee | A | 323603 | Chaffee | Erie | NY | 2007-08-09 | 6.4 | 6.4 | 6.4 | 6.4 | 6.4 |  | Internal Combustion | Bio Gas |  | 46.8 |  | 0.83476 | 514.8 | 0.0005148
R1359 | Indeck-Olean LP | Indeck-Olean | A | 23982 | Olean | Cattaraugus | NY | 1993-12-01 | 90.6 | 79.4 | 88.5 | 76.8 | 88 | YES | Combined Cycle | Natural Gas | No. 2 Fuel Oil | 126.8 |  | 0.15977 | 56172.4 | 0.056172
R1361 | Indeck-Yerkes LP | Indeck-Yerkes | A | 23781 | Tonawanda | Erie | NY | 1990-02-01 | 59.9 | 49.7 | 60.5 | 48 | 55.7 | YES | Combined Cycle | Natural Gas | No. 2 Fuel Oil | 60.5 |  | 0.1153 | 26801.5 | 0.026801
R1362 | Innovative Energy Systems, Inc. | Chautauqua LFGE | A | 323629 | Jamestown | Chautauqua | NY | 2010-02-12 | 9.6 | 0 | 0 | 0 | 0 |  | Internal Combustion | Bio Gas |  | 43.5 |  | 0.51727 | 478.5 | 0.0004785
R1369 | Jamestown Board of Public Utilities | Jamestown 5 | A | 1658 | Jamestown | Chautauqua | NY | 1951-08-01 | 28.7 | 23 | 23 | 22 | 21.6 |  | Steam Turbine (Fossil) | Natural Gas | Bituminous Coal | 0.8 |  | 0.003182 | 354.4 | 0.0003544
R1370 | Jamestown Board of Public Utilities | Jamestown 6 | A | 1658 | Jamestown | Chautauqua | NY | 1968-08-01 | 25 | 22.4 | 22.4 | 19 | 18.8 |  | Steam Turbine (Fossil) | Natural Gas | Bituminous Coal | 23.7 |  | 0.10822 | 10499.1 | 0.010499
R1371 | Jamestown Board of Public Utilities | Jamestown 7 | A | 1659 | Jamestown | Chautauqua | NY | 2002-01-01 | 47.3 | 40 | 40 | 40.9 | 46.2 |  | Combustion Turbine | Natural Gas |  | 109.8 |  | 0.26499 | 48641.4 | 0.048641
R1449 | Model City Energy LLC | Model City Energy | A | 24167 | Lewiston | Niagara | NY | 2001-06-01 | 5.6 | 5.6 | 5.6 | 5.6 | 5.6 |  | Internal Combustion | Bio Gas |  | 39.5 |  | 0.8052 | 434.5 | 0.0004345
R1450 | Modern Innovative Energy, LLC | Modern LF | A | 323580 | Lewiston | Niagara | NY | 2006-02-01 | 6.4 | 6.4 | 6.4 | 6.4 | 6.4 |  | Internal Combustion | Bio Gas |  | 19.9 |  | 0.35495 | 218.9 | 0.0002189
R1481 | New York Power Authority | Lewiston PS (Fleet) | A | 23760 | Niagara Falls | Niagara | NY | 1961-01-01 | 240 | 240 | 240 | 240 | 240 |  | Pumped Storage Hydro | Water |  | 404 |  | 0.19216 | 4040 | 0.00404
R1482 | New York Power Authority | Moses Niagara (Fleet) | A | 23760 | Niagara Falls | Niagara | NY | 1961-01-01 | 2860 | 2460 | 2460 | 2435 | 2435 |  | Conventional Hydro | Water |  | 16142.8 |  | 0.64433 | 161428 | 0.16143
R1533 | Niagara Mohawk Power Corp. | General Mills Inc | A | 23808 | Buffalo | Erie | NY | 1988-12-01 | 3.8 | 3.8 | 3.8 | 0 | 0 |  | Combustion Turbine | Natural Gas |  | 1.6 |  | 0.048065 | 708.8 | 0.0007088
R1542 | Niagara Mohawk Power Corp. | Allied Frozen Storage | A | 23774 | Cheektowaga | Erie | NY | 2008-05-01 | 0.1 | 0 | 0 | 0 | 0 |  | Internal Combustion | Natural Gas |  | 0.1 |  | 0.11416 | 44.3 | 4.43e-05
R1553 | Niagara Mohawk Power Corp. | Burt Dam Hydro | A | 23774 | Burt | Niagara | NY | 1987-12-01 | 0.6 | 0 | 0 | 0 | 0 |  | Conventional Hydro | Water |  | 0.5 |  | 0.095129 | 5 | 5e-06
R1561 | Niagara Mohawk Power Corp. | Cal Ban Power | A | 23774 | Allegany | Allegany | NY | 1995-06-01 | 0.1 | 0 | 0 | 0 | 0 |  | Internal Combustion | Natural Gas
R1591 | Niagara Mohawk Power Corp. | Hydrocarbon-Algny | A | 23774 | Allegany | Allegany | NY | 1992-12-01 | 0.2 | 0 | 0 | 0 | 0 |  | Internal Combustion | Natural Gas
R1595 | Niagara Mohawk Power Corp. | Laidlaw Energy | A | 23774 | Ellicottville | Cattaraugus | NY | 1991-07-01 | 3.4 | 0 | 0 | 0 | 0 |  | Combustion Turbine | Natural Gas
R1596 | Niagara Mohawk Power Corp. | Laidlaw Energy | A | 23774 | Ellicottville | Cattaraugus | NY | 1991-07-01 | 2.4 | 0 | 0 | 0 | 0 |  | Steam Turbine (Fossil) | Natural Gas
R1619 | Niagara Mohawk Power Corp. | Sustainable Bioelectric LLC | A | 23774 | Wheatfield | Niagara | NY | 2014-03-01 | 0.6 | 0 | 0 | 0 | 0 |  | Internal Combustion | Bio Gas |  | 0.9 |  | 0.17123 | 9.9 | 9.9e-06
R1635 | Niagara Wind Power, LLC | Steel Wind | A | 323596 | Lackawanna | Erie | NY | 2007-01-23 | 20 | 0 | 0 | 0 | 0 |  | Wind Turbine | Wind |  | 46.9 |  | 0.26769 | 422.1 | 0.0004221
R1639 | Noble Bliss Windpark, LLC | Bliss Wind Power | A | 323608 | Bliss | Wyoming | NY | 2008-03-20 | 100.5 | 100.5 | 100.5 | 100.5 | 100.5 |  | Wind Turbine | Wind |  | 192.8 |  | 0.219 | 1735.2 | 0.0017352
R1701 | Somerset Operating Company, LLC | Somerset | A | 23543 | Somerset | Niagara | NY | 1984-08-01 | 655.1 | 686.5 | 686.5 | 685.9 | 692.5 |  | Steam Turbine (Fossil) | Bituminous Coal |  | 593 |  | 0.10333 | 593000 | 0.593
Totals | [8 empty] | 4604.18 | [8 empty] | 18654.7 |  |  | 1119272.8 | 1.1193

## Zone B
Line No. | Billing Org | Station Unit | Zone | PTID | Town | Cnty | St | YYY-MM-DD | Nameplate MW | CRIS SUM MW | CRIS WIN MW | CAPABILITY SUM MW | CAPABILITY WIN MW | DUAL | Unit Type | Fuel Type 1 | Fuel Type 2 | 2018 GWh | Notes | Capacity | CO2 Emissions MTCO2 | CO2 Emissions MMTCO2
R1241 | Erie Blvd. Hydro - Oak Orchard | Glenwood 1 | B | 24046 | Medina | Orleans | NY | 1950-01-01 | 0.5 | 0.5 | 0.5 | 0.5 | 0.5 |  | Conventional Hydro | Water |  | 1.3 |  | 0.2968 | 13 | 1.3e-05
R1242 | Erie Blvd. Hydro - Oak Orchard | Glenwood 2 | B | 24046 | Medina | Orleans | NY | 1950-01-01 | 0.5 | 0.5 | 0.5 | 0.5 | 0.5 |  | Conventional Hydro | Water |  | 1 |  | 0.22831 | 10 | 1e-05
R1243 | Erie Blvd. Hydro - Oak Orchard | Glenwood 3 | B | 24046 | Medina | Orleans | NY | 1950-01-01 | 0.5 | 0.5 | 0.5 | 0.5 | 0.5 |  | Conventional Hydro | Water |  | 0.3 |  | 0.068493 | 3 | 3e-06
R1244 | Erie Blvd. Hydro - Oak Orchard | Oak Orchard | B | 24046 | Waterport | Orleans | NY | 1941-01-01 | 0.35 | 0.3 | 0.3 | 0.4 | 0.4 |  | Conventional Hydro | Water
R1245 | Erie Blvd. Hydro - Oak Orchard | Waterport 1 | B | 24046 | Waterport | Orleans | NY | 1941-01-01 | 2.25 | 1.6 | 1.6 | 2.3 | 2.3 |  | Conventional Hydro | Water |  | 8.5 |  | 0.43125 | 85 | 8.5e-05
R1246 | Erie Blvd. Hydro - Oak Orchard | Waterport 2 | B | 24046 | Waterport | Orleans | NY | 1968-01-01 | 2.45 | 1.8 | 1.8 | 2.5 | 2.5 |  | Conventional Hydro | Water |  | 8.7 |  | 0.40537 | 87 | 8.7e-05
R1328 | Exelon Generation Company, LLC | Mill Seat | B | 323607 | Riga | Monroe | NY | 2007-07-20 | 6.4 | 6.4 | 6.4 | 6.4 | 6.4 |  | Internal Combustion | Bio Gas |  | 52.8 |  | 0.94178 | 580.8 | 0.0005808
R1329 | Exelon Generation Company, LLC | Monroe Livingston | B | 24207 | Scottsville | Monroe | NY | 1988-11-01 | 2.4 | 2.4 | 2.4 | 2.4 | 2.4 |  | Internal Combustion | Bio Gas |  | 7.7 |  | 0.36625 | 84.7 | 8.47e-05
R1331 | Exelon Generation Company, LLC | Synergy Biogas | B | 323694 | Wyoming | Wyoming | NY | 2012-09-01 | 2 | 2 | 2 | 0 | 0 |  | Internal Combustion | Bio Gas |  | 3.1 |  | 0.17694 | 34.1 | 3.41e-05
R1367 | Innovative Energy Systems, Inc. | Hyland LFGE | B | 323620 | Angelica | Allegany | NY | 2008-09-08 | 4.8 | 4.8 | 4.8 | 4.8 | 4.8 |  | Internal Combustion | Bio Gas |  | 36.1 |  | 0.85854 | 397.1 | 0.0003971
R1627 | Niagara Mohawk Power Corp. | United States Gypsum | B | 23774 | Batavia | Genesee | NY | 2009-11-01 | 5.8 | 0 | 0 | 0 | 0 |  | Cogeneration | Natural Gas |  | 1.2 |  | 0.023618 | 531.6 | 0.0005316
R1671 | R.E. Ginna Nuclear Power Plant, LLC | R. E. Ginna | B | 23603 | Ontario | Wayne | NY | 1970-07-01 | 614 | 582 | 582 | 581 | 581.7 |  | Steam (PWR Nuclear) | Uranium |  | 4706.6 |  | 0.87505 | 310635.6 | 0.31064
R1673 | Rochester Gas and Electric Corp. | Mills Mills | B | 5059 | Fillmore | Allegany | NY | 1906-07-01 | 0.2 | 0 | 0 | 0 | 0 |  | Conventional Hydro | Water
R1674 | Rochester Gas and Electric Corp. | Mt Morris | B | 5060 | Mt Morris | Livingston | NY | 1916-07-01 | 0.3 | 0 | 0 | 0 | 0 |  | Conventional Hydro | Water
R1675 | Rochester Gas and Electric Corp. | Station 2 1 | B | 23604 | Rochester | Monroe | NY | 1913-07-01 | 8.5 | 6.5 | 6.5 | 8.5 | 8.5 |  | Conventional Hydro | Water |  | 23 |  | 0.30889 | 230 | 0.00023
R1676 | Rochester Gas and Electric Corp. | Station 26 1 | B | 23604 | Rochester | Monroe | NY | 1952-08-01 | 3 | 3 | 3 | 3 | 3 |  | Conventional Hydro | Water |  | 11.4 |  | 0.43379 | 114 | 0.000114
R1677 | Rochester Gas and Electric Corp. | Station 5 1 | B | 23604 | Rochester | Monroe | NY | 1918-07-01 | 13.982 | 11.8 | 11.8 | 14 | 14 |  | Conventional Hydro | Water |  | 0.6 |  | 0.0048987 | 6 | 6e-06
R1678 | Rochester Gas and Electric Corp. | Station 5 2 | B | 23604 | Rochester | Monroe | NY | 1918-07-01 | 13.59 | 11.8 | 11.8 | 13.6 | 13.6 |  | Conventional Hydro | Water |  | 1 |  | 0.0083999 | 10 | 1e-05
R1679 | Rochester Gas and Electric Corp. | Station 5 3 | B | 23604 | Rochester | Monroe | NY | 1918-07-01 | 18 | 16.5 | 16.5 | 18 | 18 |  | Conventional Hydro | Water |  | 1.4 |  | 0.0088787 | 14 | 1.4e-05
R1693 | Seneca Power Partners, L.P. | Allegany | B | 23514 | Hume | Allegany | NY | 1995-03-01 | 67 | 62.9 | 82.2 | 61.4 | 63.4 |  | Combined Cycle | Natural Gas |  | 35.7 |  | 0.060826 | 15815.1 | 0.015815
R1694 | Seneca Power Partners, L.P. | Batavia | B | 24024 | Batavia | Genesee | NY | 1992-06-01 | 67.3 | 57.1 | 71.7 | 48.8 | 60.1 |  | Combined Cycle | Natural Gas |  | 35.3 |  | 0.059876 | 15637.9 | 0.015638
R1707 | Western New York Wind Corp. | Western NY Wind Power | B | 24143 | Wethersfield | Wyoming | NY | 2000-10-01 | 6.6 | 0 | 0 | 0 | 0 |  | Wind Turbine | Wind |  | 4.6 |  | 0.079563 | 41.4 | 4.14e-05
Totals | [8 empty] | 840.422 | [8 empty] | 4940.3 |  |  | 344330.3 | 0.34433

## Zone C
Line No. | Billing Org | Station Unit | Zone | PTID | Town | Cnty | St | YYY-MM-DD | Nameplate MW | CRIS SUM MW | CRIS WIN MW | CAPABILITY SUM MW | CAPABILITY WIN MW | DUAL | Unit Type | Fuel Type 1 | Fuel Type 2 | 2018 GWh | Notes | Capacity | CO2 Emissions MTCO2 | CO2 Emissions MMTCO2
R1067 | Binghamton BOP, LLC | Binghamton (RET - 1/9/18) | C | 23790 | Binghamton | Broome | NY | 2001-03-01 | 47.7 | 43.8 | 57.2 | 0 | 0 | YES | Combined Cycle | Natural Gas | Kerosene | 3.5 | (3) (R) | 0.0083762 | 1550.5 | 0.0015505
R1078 | Canandaigua Power Partners, LLC | Canandaigua Wind Power | C | 323617 | Avoca | Steuben | NY | 2008-12-05 | 125 | 125 | 125 | 125 | 125 |  | Wind Turbine | Wind |  | 245.5 |  | 0.2242 | 2209.5 | 0.0022095
R1079 | Canastota Windpower LLC | Fenner Wind Power | C | 24204 | Fenner | Madison | NY | 2001-12-01 | 30 | 0 | 0 | 0 | 0 |  | Wind Turbine | Wind |  | 54.5 |  | 0.20738 | 490.5 | 0.0004905
R1080 | Carr Street Generating Station LP | Carr St.-E. Syr | C | 24060 | Dewitt | Onondaga | NY | 1993-08-01 | 122.6 | 89 | 116.8 | 93.2 | 106.1 | YES | Combined Cycle | Natural Gas | No. 2 Fuel Oil | 150.5 |  | 0.14013 | 66671.5 | 0.066671
R1082 | Cayuga Operating Company, LLC | Cayuga 1 | C | 23584 | Lansing | Tompkins | NY | 1955-09-01 | 155.3 | 154.1 | 154.1 | 151 | 151 |  | Steam Turbine (Fossil) | Bituminous Coal |  | 81.6 |  | 0.059981 | 81600 | 0.0816
R1083 | Cayuga Operating Company, LLC | Cayuga 2 (IIFO - 7/1/18) | C | 23585 | Lansing | Tompkins | NY | 1958-10-01 | 167.2 | 154.7 | 154.7 | 0 | 0 |  | Steam Turbine (Fossil) | Bituminous Coal |  | 17.4 | (5) (I) | 0.01188 | 17400 | 0.0174
R1084 | Cayuga Operating Company, LLC | Cayuga IC 1 | C | 23629 | Lansing | Tompkins | NY | 1967-08-01 | 2.8 | 0 | 0 | 0 | 0 |  | Internal Combustion | No. 2 Fuel Oil
R1085 | Cayuga Operating Company, LLC | Cayuga IC 2 | C | 23629 | Lansing | Tompkins | NY | 1967-08-01 | 2.8 | 0 | 0 | 0 | 0 |  | Internal Combustion | No. 2 Fuel Oil
R1114 | Consolidated Edison Energy, Inc. | Broome 2 LFGE | C | 323671 | Binghamton | Broome | NY | 2013-01-31 | 2.1 | 2 | 2 | 2 | 2 |  | Internal Combustion | Bio Gas |  | 18.6 |  |  | 204.6 | 0.0002046
R1126 | Consolidated Edison Energy, Inc. | Syracuse | C | 23985 | Syracuse | Onondaga | NY | 1993-09-01 | 102.7 | 86.8 | 107.3 | 85.3 | 98.9 | YES | Combined Cycle | Natural Gas | No. 2 Fuel Oil | 32.5 |  | 0.036125 | 14397.5 | 0.014398
R1134 | Dynegy Marketing and Trade, LLC | Independence | C | 23970 | Scriba | Oswego | NY | 1994-11-01 | 1254 | 956.4 | 1130.9 | 988 | 1130.9 |  | Combined Cycle | Natural Gas |  | 4912.1 |  | 0.44716 | 2176060.3 | 2.1761
R1145 | Emera Energy U.S. Sub. No. 1, Inc. | Greenidge 4 | C | 23583 | Torrey | Yates | NY | 1953-12-01 | 112.5 | 106.3 | 106.3 | 104 | 104 |  | Steam Turbine (Fossil) | Natural Gas | Wood | 202.4 |  | 0.20538 | 89663.2 | 0.089663
R1268 | Erie Blvd. Hydro - Seneca Oswego | Baldwinsville 1 | C | 24041 | Baldwinsville | Onondaga | NY | 1927-01-01 | 0.32 | 0.2 | 0.2 | 0.3 | 0.3 |  | Conventional Hydro | Water |  | 2 |  | 0.71347 | 20 | 2e-05
R1269 | Erie Blvd. Hydro - Seneca Oswego | Baldwinsville 2 | C | 24041 | Baldwinsville | Onondaga | NY | 1927-01-01 | 0.32 | 0.2 | 0.2 | 0.3 | 0.3 |  | Conventional Hydro | Water |  | 1.4 |  | 0.49943 | 14 | 1.4e-05
R1270 | Erie Blvd. Hydro - Seneca Oswego | Fulton 1 | C | 24041 | Fulton | Oswego | NY | 1924-01-01 | 0.8 | 0.8 | 0.8 | 0.8 | 0.8 |  | Conventional Hydro | Water |  | 3.8 |  | 0.54224 | 38 | 3.8e-05
R1271 | Erie Blvd. Hydro - Seneca Oswego | Fulton 2 | C | 24041 | Fulton | Oswego | NY | 1928-01-01 | 0.45 | 0.4 | 0.4 | 0.5 | 0.5 |  | Conventional Hydro | Water |  | 2.2 |  | 0.55809 | 22 | 2.2e-05
R1272 | Erie Blvd. Hydro - Seneca Oswego | Granby 1 | C | 24041 | Granby | Oswego | NY | 1983-05-01 | 5 | 5.1 | 5.1 | 5.2 | 5.2 |  | Conventional Hydro | Water |  | 20.7 |  | 0.4726 | 207 | 0.000207
R1273 | Erie Blvd. Hydro - Seneca Oswego | Granby 2 | C | 24041 | Granby | Oswego | NY | 1983-05-01 | 5 | 5.1 | 5.1 | 5.2 | 5.2 |  | Conventional Hydro | Water |  | 21 |  | 0.47945 | 210 | 0.00021
R1274 | Erie Blvd. Hydro - Seneca Oswego | Minetto 2 | C | 24041 | Minetto | Oswego | NY | 1915-01-01 | 1.6 | 1.5 | 1.5 | 1.7 | 1.7 |  | Conventional Hydro | Water |  | 5.6 |  | 0.39954 | 56 | 5.6e-05
R1275 | Erie Blvd. Hydro - Seneca Oswego | Minetto 3 | C | 24041 | Minetto | Oswego | NY | 1915-01-01 | 1.6 | 1.5 | 1.5 | 1.7 | 1.7 |  | Conventional Hydro | Water |  | 6.7 |  | 0.47803 | 67 | 6.7e-05
R1276 | Erie Blvd. Hydro - Seneca Oswego | Minetto 4 | C | 24041 | Minetto | Oswego | NY | 1915-01-01 | 1.6 | 1.5 | 1.5 | 1.7 | 1.7 |  | Conventional Hydro | Water |  | 6.1 |  | 0.43522 | 61 | 6.1e-05
R1277 | Erie Blvd. Hydro - Seneca Oswego | Minetto 5 | C | 24041 | Minetto | Oswego | NY | 1975-01-01 | 1.6 | 1.5 | 1.5 | 1.7 | 1.7 |  | Conventional Hydro | Water |  | 4.2 |  | 0.29966 | 42 | 4.2e-05
R1278 | Erie Blvd. Hydro - Seneca Oswego | Minetto 6 | C | 24041 | Minetto | Oswego | NY | 1975-01-01 | 1.6 | 1.5 | 1.5 | 1.7 | 1.7 |  | Conventional Hydro | Water |  | 4.5 |  | 0.32106 | 45 | 4.5e-05
R1279 | Erie Blvd. Hydro - Seneca Oswego | Oswego Falls E 1 | C | 24041 | Oswego | Oswego | NY | 1914-01-01 | 1.53 | 1.5 | 1.5 | 1.6 | 1.6 |  | Conventional Hydro | Water |  | 8.6 |  | 0.64166 | 86 | 8.6e-05
R1280 | Erie Blvd. Hydro - Seneca Oswego | Oswego Falls E 2 | C | 24041 | Oswego | Oswego | NY | 1914-01-01 | 1.53 | 1.5 | 1.5 | 1.6 | 1.6 |  | Conventional Hydro | Water |  | 8.6 |  | 0.64166 | 86 | 8.6e-05
R1281 | Erie Blvd. Hydro - Seneca Oswego | Oswego Falls E 3 | C | 24041 | Oswego | Oswego | NY | 1914-01-01 | 1.53 | 1.5 | 1.5 | 1.6 | 1.6 |  | Conventional Hydro | Water |  | 8.9 |  | 0.66404 | 89 | 8.9e-05
R1282 | Erie Blvd. Hydro - Seneca Oswego | Oswego Falls W 4 | C | 24041 | Oswego | Oswego | NY | 1914-01-01 | 0.9 | 1 | 1 | 0.9 | 0.9 |  | Conventional Hydro | Water |  | 3.5 |  | 0.44394 | 35 | 3.5e-05
R1283 | Erie Blvd. Hydro - Seneca Oswego | Oswego Falls W 5 | C | 24041 | Oswego | Oswego | NY | 1914-01-01 | 0.9 | 1 | 1 | 0.9 | 0.9 |  | Conventional Hydro | Water |  | 2.8 |  | 0.35515 | 28 | 2.8e-05
R1284 | Erie Blvd. Hydro - Seneca Oswego | Oswego Falls W 6 | C | 24041 | Oswego | Oswego | NY | 2007-01-01 | 0.5 | 0.5 | 0.5 | 0.5 | 0.5 |  | Conventional Hydro | Water |  | 0.8 |  | 0.18265 | 8 | 8e-06
R1285 | Erie Blvd. Hydro - Seneca Oswego | Oswego Falls W 7 | C | 24041 | Oswego | Oswego | NY | 2007-01-01 | 0.5 | 0.5 | 0.5 | 0.5 | 0.5 |  | Conventional Hydro | Water |  | 0.8 |  | 0.18265 | 8 | 8e-06
R1286 | Erie Blvd. Hydro - Seneca Oswego | Varick 2 | C | 24041 | Oswego | Oswego | NY | 1926-01-01 | 2.2 | 1.9 | 1.9 | 2.3 | 2.3 |  | Conventional Hydro | Water |  | 9.7 |  | 0.50332 | 97 | 9.7e-05
R1287 | Erie Blvd. Hydro - Seneca Oswego | Varick 3 | C | 24041 | Oswego | Oswego | NY | 1926-01-01 | 2.2 | 2.1 | 2.1 | 2.3 | 2.3 |  | Conventional Hydro | Water |  | 5.7 |  | 0.29577 | 57 | 5.7e-05
R1288 | Erie Blvd. Hydro - Seneca Oswego | Varick 4 | C | 24041 | Oswego | Oswego | NY | 1926-01-01 | 2.2 | 1.9 | 1.9 | 2.3 | 2.3 |  | Conventional Hydro | Water |  | 2.9 |  | 0.15048 | 29 | 2.9e-05
R1289 | Erie Blvd. Hydro - Seneca Oswego | Varick 5 | C | 24041 | Oswego | Oswego | NY | 1926-01-01 | 2.2 | 1.9 | 1.9 | 2.3 | 2.3 |  | Conventional Hydro | Water |  | 7.9 |  | 0.40992 | 79 | 7.9e-05
R1290 | Erie Blvd. Hydro - South Salmon | Bennetts Bridge 1 | C | 24043 | Altmar | Oswego | NY | 1964-01-01 | 6.375 | 7 | 7 | 6.4 | 6.4 |  | Conventional Hydro | Water |  | 11 |  | 0.19697 | 110 | 0.00011
R1291 | Erie Blvd. Hydro - South Salmon | Bennetts Bridge 2 | C | 24043 | Altmar | Oswego | NY | 1966-01-01 | 6.375 | 7 | 7 | 6.4 | 6.4 |  | Conventional Hydro | Water |  | 16.5 |  | 0.29546 | 165 | 0.000165
R1292 | Erie Blvd. Hydro - South Salmon | Bennetts Bridge 3 | C | 24043 | Altmar | Oswego | NY | 1970-01-01 | 7 | 7.7 | 7.7 | 7 | 7 |  | Conventional Hydro | Water |  | 36.5 |  | 0.59524 | 365 | 0.000365
R1293 | Erie Blvd. Hydro - South Salmon | Bennetts Bridge 4 | C | 24043 | Altmar | Oswego | NY | 1970-01-01 | 7 | 7.7 | 7.7 | 7 | 7 |  | Conventional Hydro | Water |  | 40.5 |  | 0.66047 | 405 | 0.000405
R1294 | Erie Blvd. Hydro - South Salmon | Lighthouse Hill 1 | C | 24043 | Altmar | Oswego | NY | 1930-01-01 | 3.75 | 4.1 | 4.1 | 3.8 | 3.8 |  | Conventional Hydro | Water |  | 14.4 |  | 0.43836 | 144 | 0.000144
R1295 | Erie Blvd. Hydro - South Salmon | Lighthouse Hill 2 | C | 24043 | Altmar | Oswego | NY | 1930-01-01 | 3.75 | 4.1 | 4.1 | 3.8 | 3.8 |  | Conventional Hydro | Water |  | 10.8 |  | 0.32877 | 108 | 0.000108
R1325 | Exelon Generation Company, LLC | High Acres | C | 23767 | Fairport | Wayne | NY | 1991-06-01 | 9.6 | 9.6 | 9.6 | 9.6 | 9.6 |  | Internal Combustion | Bio Gas |  | 6.4 |  | 0.076104 | 70.4 | 7.04e-05
R1326 | Exelon Generation Company, LLC | James A. FitzPatrick | C | 23598 | Scriba | Oswego | NY | 1975-07-01 | 882 | 858.9 | 858.9 | 845.4 | 854.5 |  | Steam (BWR Nuclear) | Uranium |  | 6527.8 |  | 0.84488 | 430834.8 | 0.43083
R1356 | Howard Wind LLC | Howard Wind | C | 323690 | Howard | Steuben | NY | 2011-12-01 | 55.4 | 57.4 | 57.4 | 55.4 | 55.4 |  | Wind Turbine | Wind |  | 125.1 |  | 0.25778 | 1125.9 | 0.0011259
R1357 | Indeck Energy Services of Silver Springs | Indeck-Silver Springs | C | 23768 | Silver Springs | Wyoming | NY | 1991-04-01 | 56.6 | 51.5 | 66.1 | 49.5 | 63.9 | YES | Combined Cycle | Natural Gas | No. 2 Fuel Oil | 78.3 |  | 0.15792 | 34686.9 | 0.034687
R1360 | Indeck-Oswego LP | Indeck-Oswego | C | 23783 | Oswego | Oswego | NY | 1990-05-01 | 57.4 | 51.6 | 66.7 | 49.8 | 60 | YES | Combined Cycle | Natural Gas | No. 2 Fuel Oil | 63.9 |  | 0.12708 | 28307.7 | 0.028308
R1368 | Innovative Energy Systems, Inc. | Steuben County LF | C | 323667 | Bath | Steuben | NY | 2012-08-01 | 3.2 | 3.2 | 3.2 | 3.2 | 3.2 |  | Internal Combustion | Bio Gas |  | 16.6 |  | 0.59218 | 182.6 | 0.0001826
R1448 | Marsh Hill Energy LLC | Marsh Hill Wind Farm | C | 323713 | Jasper | Steuben | NY | 2014-12-01 | 16.2 | 0 | 0 | 0 | 0 |  | Wind Turbine | Wind |  | 46.4 |  | 0.32696 | 417.6 | 0.0004176
R1492 | New York State Elec. & Gas Corp. | AA Dairy | C | 5013 | Ithaca | Tompkins | NY | 1998-06-01 | 0.1 | 0 | 0 | 0 | 0 |  | Internal Combustion | Bio Gas
R1497 | New York State Elec. & Gas Corp. | Auburn - Mill St. | C | 5014 | Auburn | Cayuga | NY | 1981-10-01 | 0.4 | 0 | 0 | 0 | 0 |  | Conventional Hydro | Water
R1498 | New York State Elec. & Gas Corp. | Auburn - No. Div.St | C | 5015 | Auburn | Cayuga | NY | 1992-12-01 | 0.8 | 0 | 0 | 0 | 0 |  | Conventional Hydro | Water
R1499 | New York State Elec. & Gas Corp. | Auburn - State St. | C | 24147 | Auburn | Cayuga | NY | 1995-01-01 | 7.4 | 5.8 | 8.2 | 1.7 | 7.3 |  | Combustion Turbine | Natural Gas
R1500 | New York State Elec. & Gas Corp. | Broome LFGE | C | 323600 | Binghamton | Broome | NY | 2007-09-01 | 2.4 | 2.1 | 2.1 | 2.1 | 2.1 |  | Internal Combustion | Bio Gas |  | 6.3 |  | 0.29966 | 69.3 | 6.93e-05
R1521 | New York State Elec. & Gas Corp. | Montville Falls | C | 5019 | Moravia | Cayuga | NY | 1992-08-01 | 0.2 | 0 | 0 | 0 | 0 |  | Conventional Hydro | Water
R1524 | New York State Elec. & Gas Corp. | Waterloo 2 | C | 5020 | Waterloo | Seneca | NY | 1998-06-01 | 0.534 | 0 | 0 | 0 | 0 |  | Conventional Hydro | Water
R1525 | New York State Elec. & Gas Corp. | Waterloo 3 | C | 5021 | Waterloo | Seneca | NY | 1998-06-01 | 0.533 | 0 | 0 | 0 | 0 |  | Conventional Hydro | Water
R1526 | New York State Elec. & Gas Corp. | Waterloo 4 | C | 5022 | Waterloo | Seneca | NY | 1998-06-01 | 0.533 | 0 | 0 | 0 | 0 |  | Conventional Hydro | Water
R1537 | Niagara Mohawk Power Corp. | Onondaga County | C | 23987 | North Syracuse | Onondaga | NY | 1994-12-01 | 39.5 | 32.6 | 32.6 | 0 | 0 |  | Steam Turbine (Fossil) | Refuse |  | 216.8 |  | 0.62655 | 4986.4 | 0.0049864
R1566 | Niagara Mohawk Power Corp. | City of Oswego (High Dam) | C | 23634 | Oswego | Oswego | NY | 1994-02-01 | 11.9 | 0 | 0 | 0 | 0 |  | Conventional Hydro | Water |  | 30.5 |  | 0.29258 | 305 | 0.000305
R1605 | Niagara Mohawk Power Corp. | Nottingham High School | C | 23634 | Syracuse | Onondaga | NY | 1988-06-01 | 0.2 | 0 | 0 | 0 | 0 |  | Cogeneration | Natural Gas
R1608 | Niagara Mohawk Power Corp. | Onondaga Energy Partners | C | 23634 | Onondaga | Onondaga | NY | 1987-12-01 | 1.4 | 0 | 0 | 0 | 0 |  | Internal Combustion | Bio Gas
R1609 | Niagara Mohawk Power Corp. | Oswego County | C | 23634 | Oswego | Oswego | NY | 1986-03-01 | 3.6 | 0 | 0 | 0 | 0 |  | Steam Turbine (Fossil) | Refuse |  | 4.3 |  | 0.13635 | 98.9 | 9.89e-05
R1610 | Niagara Mohawk Power Corp. | Oswego Hydro Partners LP (Phoenix) | C | 23634 | Phoenix | Oswego | NY | 1990-12-01 | 3.4 | 0 | 0 | 0 | 0 |  | Conventional Hydro | Water |  | 10.4 |  | 0.34918 | 104 | 0.000104
R1613 | Niagara Mohawk Power Corp. | Seneca Limited | C | 23634 | Syracuse | Onondaga | NY | 1985-12-01 | 0.2 | 0 | 0 | 0 | 0 |  | Conventional Hydro | Water
R1634 | Niagara Mohawk Power Corp. | Wave Hydro LLC | C | 23634 | Baldwinsville | Onondaga | NY | 2010-02-07 | 0.823 | 0 | 0 | 0 | 0 |  | Conventional Hydro | Water
R1636 | Nine Mile Point Nuclear Station, LLC | Nine Mile Point 1 | C | 23575 | Scriba | Oswego | NY | 1969-11-01 | 641.8 | 630.5 | 630.5 | 631.9 | 629 |  | Steam (BWR Nuclear) | Uranium |  | 5314.8 |  | 0.94533 | 350776.8 | 0.35078
R1637 | Nine Mile Point Nuclear Station, LLC | Nine Mile Point 2 | C | 23744 | Scriba | Oswego | NY | 1988-08-01 | 1399 | 1310 | 1310 | 1287.8 | 1299 |  | Steam (BWR Nuclear) | Uranium |  | 10119.9 |  | 0.82576 | 667913.4 | 0.66791
R1643 | Noble Wethersfield Windpark, LLC | Wethersfield Wind Power | C | 323626 | Wethersfield | Wyoming | NY | 2008-12-11 | 126 | 126 | 126 | 126 | 126 |  | Wind Turbine | Wind |  | 257.3 |  | 0.23311 | 2315.7 | 0.0023157
R1661 | NRG Power Marketing LLC | Oswego 5 | C | 23606 | Oswego | Oswego | NY | 1976-02-01 | 901.8 | 850.3 | 850.3 | 801.7 | 827 |  | Steam Turbine (Fossil) | No. 6 Fuel Oil |  | 24.4 |  | 0.0030887 | 18129.2 | 0.018129
R1662 | NRG Power Marketing LLC | Oswego 6 | C | 23613 | Oswego | Oswego | NY | 1980-07-01 | 901.8 | 835.2 | 835.2 | 815 | 827.5 | YES | Steam Turbine (Fossil) | No. 6 Fuel Oil | Natural Gas | 24.9 |  | 0.003152 | 18500.7 | 0.018501
R1663 | NRG Power Marketing LLC | Oswego IC 1 | C | 5052 | Oswego | Oswego | NY | 1967-08-01 | 0.7 | 0 | 0 | 0 | 0 |  | Internal Combustion | No. 2 Fuel Oil
R1664 | NRG Power Marketing LLC | Oswego IC 2 | C | 5053 | Oswego | Oswego | NY | 1976-02-01 | 0.8 | 0 | 0 | 0 | 0 |  | Internal Combustion | No. 2 Fuel Oil
R1665 | NRG Power Marketing LLC | Oswego IC 3 | C | 5054 | Oswego | Oswego | NY | 1980-07-01 | 0.8 | 0 | 0 | 0 | 0 |  | Internal Combustion | No. 2 Fuel Oil
R1687 | Seneca Energy II, LLC | Ontario LFGE | C | 23819 | Canandaigua | Ontario | NY | 2003-12-01 | 11.2 | 7.6 | 7.6 | 11.2 | 11.2 |  | Internal Combustion | Bio Gas |  | 71.7 |  | 0.7308 | 788.7 | 0.0007887
R1688 | Seneca Energy II, LLC | Seneca Energy 1 | C | 23797 | Seneca Falls | Seneca | NY | 1996-03-01 | 8.8 | 8.8 | 8.8 | 8.8 | 8.8 |  | Internal Combustion | Bio Gas |  | 106.6 | (G) |  | 1172.6 | 0.0011726
R1689 | Seneca Energy II, LLC | Seneca Energy 2 | C | 23797 | Seneca Falls | Seneca | NY | 1997-08-01 | 8.8 | 8.8 | 8.8 | 8.8 | 8.8 |  | Internal Combustion | Bio Gas
R1690 | Seneca Falls Power Corp. | Seneca Falls 1 | C | 23627 | Seneca Falls | Seneca | NY | 1998-06-01 | 1.8 | 1.6 | 1.6 | 0 | 0 |  | Conventional Hydro | Water
R1691 | Seneca Falls Power Corp. | Seneca Falls 2 | C | 23627 | Seneca Falls | Seneca | NY | 1998-06-01 | 1.8 | 1.6 | 1.6 | 0 | 0 |  | Conventional Hydro | Water
R1692 | Seneca Falls Power Corp. | Seneca Falls 4 | C | 23627 | Seneca Falls | Seneca | NY | 1998-06-01 | 2 | 1.8 | 1.8 | 0 | 0 |  | Conventional Hydro | Water
R1699 | Sheldon Energy LLC | High Sheldon Wind Farm | C | 323625 | Sheldon | Wyoming | NY | 2009-02-01 | 118.1 | 112.5 | 112.5 | 118.1 | 118.1 |  | Wind Turbine | Wind |  | 247.7 |  | 0.23943 | 2229.3 | 0.0022293
R1703 | Stony Creek Energy LLC | Orangeville Wind Farm | C | 323706 | Orangeville | Wyoming | NY | 2013-12-01 | 93.9 | 94.4 | 94.4 | 93.9 | 93.9 |  | Wind Turbine | Wind |  | 289.6 |  | 0.35207 | 2606.4 | 0.0026064
Totals | [8 empty] | 7568.453 | [8 empty] | 29576.4 |  |  | 4018550.9 | 4.0186

## Zone D
Line No. | Billing Org | Station Unit | Zone | PTID | Town | Cnty | St | YYY-MM-DD | Nameplate MW | CRIS SUM MW | CRIS WIN MW | CAPABILITY SUM MW | CAPABILITY WIN MW | DUAL | Unit Type | Fuel Type 1 | Fuel Type 2 | 2018 GWh | Notes | Capacity | CO2 Emissions MTCO2 | CO2 Emissions MMTCO2
R1119 | Consolidated Edison Energy, Inc. | Massena | D | 23902 | Massena | St Lawrence | NY | 1992-07-01 | 102.1 | 82.2 | 107.9 | 81.2 | 92.3 | YES | Combined Cycle | Natural Gas | No. 2 Fuel Oil | 1.7 |  | 0.0019007 | 753.1 | 0.0007531
R1229 | Erie Blvd. Hydro - North Salmon | Allens Falls | D | 24042 | Allens Falls | St Lawrence | NY | 1927-01-01 | 4.4 | 5 | 5 | 4.4 | 4.4 |  | Conventional Hydro | Water |  | 13.7 |  | 0.35544 | 137 | 0.000137
R1230 | Erie Blvd. Hydro - North Salmon | Chasm 1 | D | 24042 | Chateaugay | Franklin | NY | 1913-01-01 | 1 | 1.1 | 1.1 | 1 | 1 |  | Conventional Hydro | Water |  | 7.9 |  | 0.90183 | 79 | 7.9e-05
R1231 | Erie Blvd. Hydro - North Salmon | Chasm 2 | D | 24042 | Chateaugay | Franklin | NY | 1913-01-01 | 1 | 1.1 | 1.1 | 1 | 1 |  | Conventional Hydro | Water |  | 6.6 |  | 0.75342 | 66 | 6.6e-05
R1232 | Erie Blvd. Hydro - North Salmon | Chasm 3 | D | 24042 | Chateaugay | Franklin | NY | 1926-01-01 | 1.35 | 1.6 | 1.6 | 1.4 | 1.4 |  | Conventional Hydro | Water |  | 7.5 |  | 0.6342 | 75 | 7.5e-05
R1233 | Erie Blvd. Hydro - North Salmon | Franklin 1 | D | 24042 | Franklin | Franklin | NY | 1911-01-01 | 1.135 | 1.1 | 1.1 | 1.1 | 1.1 |  | Conventional Hydro | Water |  | 5.3 |  | 0.53306 | 53 | 5.3e-05
R1234 | Erie Blvd. Hydro - North Salmon | Franklin 2 | D | 24042 | Franklin | Franklin | NY | 1926-01-01 | 1.135 | 1.1 | 1.1 | 1.1 | 1.1 |  | Conventional Hydro | Water |  | 5.4 |  | 0.54312 | 54 | 5.4e-05
R1235 | Erie Blvd. Hydro - North Salmon | Macomb | D | 24042 | Malone | Franklin | NY | 1940-01-01 | 1 | 1.1 | 1.1 | 1 | 1 |  | Conventional Hydro | Water |  | 6.3 |  | 0.71918 | 63 | 6.3e-05
R1236 | Erie Blvd. Hydro - North Salmon | Parishville | D | 24042 | Parishville | St Lawrence | NY | 1925-01-01 | 2.4 | 2.4 | 2.4 | 2.4 | 2.4 |  | Conventional Hydro | Water |  | 19.8 |  | 0.94178 | 198 | 0.000198
R1237 | Erie Blvd. Hydro - North Salmon | Piercefield 1 | D | 24042 | Piercefield | St Lawrence | NY | 1957-01-01 | 1.5 | 1.6 | 1.6 | 1.5 | 1.5 |  | Conventional Hydro | Water |  | 8.9 |  | 0.67732 | 89 | 8.9e-05
R1238 | Erie Blvd. Hydro - North Salmon | Piercefield 2 | D | 24042 | Piercefield | St Lawrence | NY | 1924-01-01 | 0.6 | 0.6 | 0.6 | 0.6 | 0.6 |  | Conventional Hydro | Water |  | 3.2 |  | 0.60883 | 32 | 3.2e-05
R1239 | Erie Blvd. Hydro - North Salmon | Piercefield 3 | D | 24042 | Piercefield | St Lawrence | NY | 1924-01-01 | 0.6 | 0.6 | 0.6 | 0.6 | 0.6 |  | Conventional Hydro | Water |  | 3.2 |  | 0.60883 | 32 | 3.2e-05
R1363 | Innovative Energy Systems, Inc. | Clinton LFGE | D | 323618 | Morrisonville | Clinton | NY | 2008-10-01 | 6.4 | 6.4 | 6.4 | 6.4 | 6.4 |  | Internal Combustion | Bio Gas |  | 28.8 |  | 0.5137 | 316.8 | 0.0003168
R1372 | Jericho Rise Wind Farm LLC | Jericho Rise Wind Farm | D | 323719 | Chateaugay | Franklin | NY | 2016-12-01 | 77.7 | 77.7 | 77.7 | 77.7 | 77.7 |  | Wind Turbine | Wind |  | 226.1 |  | 0.33218 | 2034.9 | 0.0020349
R1447 | Marble River LLC | Marble River Wind | D | 323696 | Ellenburg | Clinton | NY | 2012-07-01 | 215.2 | 215.2 | 215.2 | 215.2 | 215.2 |  | Wind Turbine | Wind |  | 488.9 |  | 0.25934 | 4400.1 | 0.0044001
R1485 | New York Power Authority | St Lawrence - FDR (Fleet) | D | 23600 | Massena | St Lawrence | NY | 1958-07-01 | 1088 | 856 | 856 | 856 | 827 |  | Conventional Hydro | Water |  | 7661.2 |  | 0.80383 | 76612 | 0.076612
R1493 | New York State Elec. & Gas Corp. | Alice Falls 1 | D | 23915 | Ausable | Clinton | NY | 1991-11-01 | 1.5 | 1.6 | 1.6 | 0 | 0 |  | Conventional Hydro | Water
R1494 | New York State Elec. & Gas Corp. | Alice Falls 2 | D | 23915 | Ausable | Clinton | NY | 1991-11-01 | 0.6 | 0.6 | 0.6 | 0 | 0 |  | Conventional Hydro | Water
R1501 | New York State Elec. & Gas Corp. | Cadyville 1 | D | 23628 | Schuyler Falls | Clinton | NY | 1921-08-01 | 1.2 | 1 | 1 | 1.2 | 1.2 |  | Conventional Hydro | Water
R1502 | New York State Elec. & Gas Corp. | Cadyville 2 | D | 23628 | Schuyler Falls | Clinton | NY | 1921-08-01 | 1.2 | 1 | 1 | 1.2 | 1.2 |  | Conventional Hydro | Water |  | 6.2 |  | 0.5898 | 62 | 6.2e-05
R1503 | New York State Elec. & Gas Corp. | Cadyville 3 | D | 23628 | Schuyler Falls | Clinton | NY | 1986-09-01 | 3.1 | 2.7 | 2.7 | 3.1 | 3.1 |  | Conventional Hydro | Water |  | 18.4 |  | 0.67757 | 184 | 0.000184
R1504 | New York State Elec. & Gas Corp. | Chasm Falls Hydro | D | 5016 | Chateaugay | Franklin | NY | 1982-03-01 | 1.6 | 0 | 0 | 0 | 0 |  | Conventional Hydro | Water
R1506 | New York State Elec. & Gas Corp. | Harris Lake | D | 5018 | Newcomb | Essex | NY | 1967-08-01 | 1.7 | 0 | 0 | 0 | 0 |  | Internal Combustion | No. 2 Fuel Oil
R1507 | New York State Elec. & Gas Corp. | High Falls 1 | D | 23628 | Saranac | Clinton | NY | 1948-08-01 | 4 | 4.3 | 4.3 | 4 | 4 |  | Conventional Hydro | Water |  | 36.7 |  |  | 367 | 0.000367
R1508 | New York State Elec. & Gas Corp. | High Falls 2 | D | 23628 | Saranac | Clinton | NY | 1949-08-01 | 4 | 4.3 | 4.3 | 4 | 4 |  | Conventional Hydro | Water |  | 14 |  | 0.39954 | 140 | 0.00014
R1509 | New York State Elec. & Gas Corp. | High Falls 3 | D | 23628 | Saranac | Clinton | NY | 1956-08-01 | 7 | 8.2 | 8.2 | 7 | 7 |  | Conventional Hydro | Water
R1510 | New York State Elec. & Gas Corp. | Kent Falls 1 | D | 23628 | Schuyler Falls | Clinton | NY | 1928-08-01 | 3.6 | 3 | 3 | 3.6 | 3.6 |  | Conventional Hydro | Water |  | 16.6 |  | 0.52638 | 166 | 0.000166
R1511 | New York State Elec. & Gas Corp. | Kent Falls 2 | D | 23628 | Schuyler Falls | Clinton | NY | 1928-08-01 | 3.6 | 3 | 3 | 3.6 | 3.6 |  | Conventional Hydro | Water
R1512 | New York State Elec. & Gas Corp. | Kent Falls 3 | D | 23628 | Schuyler Falls | Clinton | NY | 1985-07-01 | 6.4 | 6 | 6 | 6.4 | 6.4 |  | Conventional Hydro | Water |  | 41.2 |  | 0.73487 | 412 | 0.000412
R1513 | New York State Elec. & Gas Corp. | Lower Saranac 1 | D | 23913 | Schuyler Falls | Clinton | NY | 1990-10-01 | 3.2 | 3.5 | 3.5 | 0 | 0 |  | Conventional Hydro | Water
R1514 | New York State Elec. & Gas Corp. | Lower Saranac 2 | D | 23913 | Schuyler Falls | Clinton | NY | 1990-10-01 | 3.2 | 3.5 | 3.5 | 0 | 0 |  | Conventional Hydro | Water
R1515 | New York State Elec. & Gas Corp. | Lower Saranac 3 | D | 23913 | Schuyler Falls | Clinton | NY | 1990-10-01 | 0.3 | 2.9 | 2.9 | 0 | 0 |  | Conventional Hydro | Water
R1518 | New York State Elec. & Gas Corp. | Mill C 1 | D | 23628 | Plattsburgh | Clinton | NY | 1944-08-01 | 1 | 0.9 | 0.9 | 1 | 1 |  | Conventional Hydro | Water |  | 3.2 |  | 0.3653 | 32 | 3.2e-05
R1519 | New York State Elec. & Gas Corp. | Mill C 2 | D | 23628 | Plattsburgh | Clinton | NY | 1943-08-01 | 1.2 | 1.2 | 1.2 | 1.2 | 1.2 |  | Conventional Hydro | Water |  | 4.7 |  | 0.44711 | 47 | 4.7e-05
R1520 | New York State Elec. & Gas Corp. | Mill C 3 | D | 23628 | Plattsburgh | Clinton | NY | 1984-11-01 | 3.8 | 3.7 | 3.7 | 3.8 | 3.8 |  | Conventional Hydro | Water |  | 19.1 |  | 0.57378 | 191 | 0.000191
R1522 | New York State Elec. & Gas Corp. | Rainbow Falls 1 | D | 23628 | Ausable | Clinton | NY | 1926-08-01 | 1.3 | 1.5 | 1.5 | 1.3 | 1.3 |  | Conventional Hydro | Water
R1523 | New York State Elec. & Gas Corp. | Rainbow Falls 2 | D | 23628 | Ausable | Clinton | NY | 1927-08-01 | 1.3 | 1.5 | 1.5 | 1.3 | 1.3 |  | Conventional Hydro | Water
R1543 | Niagara Mohawk Power Corp. | Azure Mountain | D | 24055 | St. Regis Falls | Franklin | NY | 1993-08-01 | 0.6 | 0 | 0 | 0 | 0 |  | Conventional Hydro | Water |  | 2.4 |  | 0.45662 | 24 | 2.4e-05
R1546 | Niagara Mohawk Power Corp. | Bellows Towers | D | 24055 | Malone | Franklin | NY | 1987-06-01 | 0.2 | 0 | 0 | 0 | 0 |  | Conventional Hydro | Water
R1582 | Niagara Mohawk Power Corp. | Franklin Hydro | D | 24055 | Franklin Falls | Franklin | NY | 1995-03-01 | 0.3 | 0 | 0 | 0 | 0 |  | Conventional Hydro | Water
R1606 | Niagara Mohawk Power Corp. | Oakvale Construction | D | 24055 | Wilmington | Essex | NY | 2009-11-01 | 0.4 | 0 | 0 | 0 | 0 |  | Conventional Hydro | Water |  | 2 |  | 0.57078 | 20 | 2e-05
R1621 | Niagara Mohawk Power Corp. | Synergics - Union Falls | D | 24055 | Union Falls | Clinton | NY | 1987-12-01 | 3 | 0 | 0 | 0 | 0 |  | Conventional Hydro | Water |  | 8 |  | 0.30441 | 80 | 8e-05
R1633 | Niagara Mohawk Power Corp. | Village of Saranac Lake | D | 24055 | Saranac Lake | Franklin | NY | 1996-12-01 | 0.2 | 0 | 0 | 0 | 0 |  | Conventional Hydro | Water |  | 0.5 |  | 0.28539 | 5 | 5e-06
R1638 | Noble Altona Windpark, LLC | Altona Wind Power | D | 323606 | Altona | Clinton | NY | 2008-09-23 | 97.5 | 97.5 | 97.5 | 97.5 | 97.5 |  | Wind Turbine | Wind |  | 168.6 |  | 0.1974 | 1517.4 | 0.0015174
R1640 | Noble Chateaugay Windpark, LLC | Chateaugay Wind Power | D | 323614 | Chateaugay | Franklin | NY | 2008-10-07 | 106.5 | 106.5 | 106.5 | 106.5 | 106.5 |  | Wind Turbine | Wind |  | 190.9 |  | 0.20462 | 1718.1 | 0.0017181
R1641 | Noble Clinton Windpark 1, LLC | Clinton Wind Power | D | 323605 | Clinton | Clinton | NY | 2008-04-09 | 100.5 | 100.5 | 100.5 | 100.5 | 100.5 |  | Wind Turbine | Wind |  | 146.9 |  | 0.16686 | 1322.1 | 0.0013221
R1642 | Noble Ellenburg Windpark, LLC | Ellenburg Wind Power | D | 323604 | Ellenburg | Clinton | NY | 2008-03-31 | 81 | 81 | 81 | 81 | 81 |  | Wind Turbine | Wind |  | 144 |  | 0.20294 | 1296 | 0.001296
R1705 | TransAlta Energy Marketing (U.S.) Inc. | Saranac Energy | D | 23793 | Plattsburgh | Clinton | NY | 1994-06-01 | 285.6 | 253.7 | 298.4 | 249.8 | 276.2 |  | Combined Cycle | Natural Gas |  | 70.8 |  | 0.028299 | 31364.4 | 0.031364
R1706 | Triton Power Company | Chateaugay High Falls | D | 323578 | Chateaugay | Franklin | NY | 1987-12-01 | 1.7 | 1.7 | 1.7 | 0 | 0 |  | Conventional Hydro | Water |  | 6.9 |  | 0.46334 | 69 | 6.9e-05
Totals | [8 empty] | 2237.82 | [8 empty] | 9395.6 |  |  | 124011.9 | 0.12401

## Zone E
Line No. | Billing Org | Station Unit | Zone | PTID | Town | Cnty | St | YYY-MM-DD | Nameplate MW | CRIS SUM MW | CRIS WIN MW | CAPABILITY SUM MW | CAPABILITY WIN MW | DUAL | Unit Type | Fuel Type 1 | Fuel Type 2 | 2018 GWh | Notes | Capacity | CO2 Emissions MTCO2 | CO2 Emissions MMTCO2
R1068 | Black River Hydroelectric, LLC | Glen Park Hydro | E | 23778 | Glen Park | Jefferson | NY | 1986-01-01 | 32.6 | 40.4 | 40.4 | 32.6 | 32.6 |  | Conventional Hydro | Water |  | 147.9 |  | 0.5179 | 1479 | 0.001479
R1071 | Boralex Hydro Operations Inc | Sissonville | E | 23735 | Potsdam | St Lawrence | NY | 1990-08-01 | 3.1 | 3 | 3 | 3.1 | 3.1 |  | Conventional Hydro | Water |  | 14.4 |  | 0.53027 | 144 | 0.000144
R1100 | CHI Energy Inc | Goodyear Lake | E | 323669 | Milford | Otsego | NY | 1980-07-01 | 1.4 | 1.4 | 1.4 | 0 | 0 |  | Conventional Hydro | Water |  | 6.2 |  | 0.50554 | 62 | 6.2e-05
R1113 | Consolidated Edison Energy, Inc. | Beaver Falls | E | 23983 | Beaver Falls | Lewis | NY | 1995-03-01 | 107.8 | 80.2 | 94.9 | 81.3 | 91.7 | YES | Combined Cycle | Natural Gas | No. 2 Fuel Oil | 10.8 |  | 0.011437 | 4784.4 | 0.0047844
R1120 | Consolidated Edison Energy, Inc. | Munnsville Wind Power | E | 323609 | Bouckville | Madison | NY | 2007-08-20 | 34.5 | 34.5 | 34.5 | 34.5 | 34.5 |  | Wind Turbine | Wind |  | 58.2 |  | 0.19257 | 523.8 | 0.0005238
R1142 | EDF Renewable Energy | Copenhagen Wind Farm | E | 323753 | Copenhagen | Lewis | NY | 2018-12-01 | 79.9 | 79.9 | 79.9 | 0 | 0 |  | Wind Turbine | Wind |  | 8.2 | (9) (N) | 0.011716 | 73.8 | 7.38e-05
R1152 | Erie Blvd. Hydro - Beaver River | Belfort 1 | E | 24048 | Belfort | Lewis | NY | 1903-01-01 | 0.4 | 0.4 | 0.4 | 0.4 | 0.4 |  | Conventional Hydro | Water |  | 1.5 |  | 0.42808 | 15 | 1.5e-05
R1153 | Erie Blvd. Hydro - Beaver River | Belfort 2 | E | 24048 | Belfort | Lewis | NY | 1915-01-01 | 0.64 | 0.6 | 0.6 | 0.6 | 0.6 |  | Conventional Hydro | Water |  | 2.8 |  | 0.49943 | 28 | 2.8e-05
R1154 | Erie Blvd. Hydro - Beaver River | Belfort 3 | E | 24048 | Belfort | Lewis | NY | 1918-01-01 | 1 | 1 | 1 | 1 | 1 |  | Conventional Hydro | Water |  | 7.9 |  | 0.90183 | 79 | 7.9e-05
R1155 | Erie Blvd. Hydro - Beaver River | Eagle 1 | E | 24048 | Watson | Lewis | NY | 1914-01-01 | 1.3 | 1.2 | 1.2 | 1.3 | 1.3 |  | Conventional Hydro | Water |  | 7.8 |  | 0.68493 | 78 | 7.8e-05
R1156 | Erie Blvd. Hydro - Beaver River | Eagle 2 | E | 24048 | Watson | Lewis | NY | 1915-01-01 | 1.35 | 1.3 | 1.3 | 1.4 | 1.4 |  | Conventional Hydro | Water |  | 4.9 |  | 0.41434 | 49 | 4.9e-05
R1157 | Erie Blvd. Hydro - Beaver River | Eagle 3 | E | 24048 | Watson | Lewis | NY | 1919-01-01 | 1.35 | 1.3 | 1.3 | 1.4 | 1.4 |  | Conventional Hydro | Water |  | 5.2 |  | 0.43971 | 52 | 5.2e-05
R1158 | Erie Blvd. Hydro - Beaver River | Eagle 4 | E | 24048 | Watson | Lewis | NY | 1925-01-01 | 2.05 | 2 | 2 | 2.1 | 2.1 |  | Conventional Hydro | Water |  | 12.8 |  | 0.71277 | 128 | 0.000128
R1159 | Erie Blvd. Hydro - Beaver River | Effley 1 | E | 24048 | Belfort | Lewis | NY | 1902-01-01 | 0.4 | 0.3 | 0.3 | 0.4 | 0.4 |  | Conventional Hydro | Water |  | 1.6 |  | 0.45662 | 16 | 1.6e-05
R1160 | Erie Blvd. Hydro - Beaver River | Effley 2 | E | 24048 | Belfort | Lewis | NY | 1907-01-01 | 0.4 | 0.3 | 0.3 | 0.4 | 0.4 |  | Conventional Hydro | Water |  | 1.4 |  | 0.39954 | 14 | 1.4e-05
R1161 | Erie Blvd. Hydro - Beaver River | Effley 3 | E | 24048 | Belfort | Lewis | NY | 1910-01-01 | 0.6 | 0.5 | 0.5 | 0.6 | 0.6 |  | Conventional Hydro | Water |  | 3.5 |  | 0.66591 | 35 | 3.5e-05
R1162 | Erie Blvd. Hydro - Beaver River | Effley 4 | E | 24048 | Belfort | Lewis | NY | 1923-01-01 | 1.56 | 1.5 | 1.5 | 1.6 | 1.6 |  | Conventional Hydro | Water |  | 10.1 |  | 0.73908 | 101 | 0.000101
R1163 | Erie Blvd. Hydro - Beaver River | Elmer 1 | E | 24048 | Belfort | Lewis | NY | 1916-01-01 | 0.75 | 0.9 | 0.9 | 0.8 | 0.8 |  | Conventional Hydro | Water |  | 5.9 |  | 0.89802 | 59 | 5.9e-05
R1164 | Erie Blvd. Hydro - Beaver River | Elmer 2 | E | 24048 | Belfort | Lewis | NY | 1916-01-01 | 0.75 | 0.9 | 0.9 | 0.8 | 0.8 |  | Conventional Hydro | Water |  | 5.6 |  | 0.85236 | 56 | 5.6e-05
R1165 | Erie Blvd. Hydro - Beaver River | High Falls 1 | E | 24048 | Indian River | Lewis | NY | 1925-01-01 | 1.6 | 1.9 | 1.9 | 1.6 | 1.6 |  | Conventional Hydro | Water |  | 9.9 |  | 0.70634 | 99 | 9.9e-05
R1166 | Erie Blvd. Hydro - Beaver River | High Falls 2 | E | 24048 | Indian River | Lewis | NY | 1925-01-01 | 1.6 | 1.9 | 1.9 | 1.6 | 1.6 |  | Conventional Hydro | Water |  | 6.7 |  | 0.47803 | 67 | 6.7e-05
R1167 | Erie Blvd. Hydro - Beaver River | High Falls 3 | E | 24048 | Indian River | Lewis | NY | 1925-01-01 | 1.6 | 1.9 | 1.9 | 1.6 | 1.6 |  | Conventional Hydro | Water |  | 15.2 |  |  | 152 | 0.000152
R1168 | Erie Blvd. Hydro - Beaver River | Moshier 1 | E | 24048 | Belfort | Herkimer | NY | 1929-01-01 | 4 | 4 | 4 | 4 | 4 |  | Conventional Hydro | Water |  | 26 |  | 0.74201 | 260 | 0.00026
R1169 | Erie Blvd. Hydro - Beaver River | Moshier 2 | E | 24048 | Belfort | Herkimer | NY | 1929-01-01 | 4 | 4 | 4 | 4 | 4 |  | Conventional Hydro | Water |  | 16 |  | 0.45662 | 160 | 0.00016
R1170 | Erie Blvd. Hydro - Beaver River | Soft Maple 1 | E | 24048 | Croghan | Lewis | NY | 1925-01-01 | 7.5 | 8 | 8 | 7.5 | 7.5 |  | Conventional Hydro | Water |  | 13.5 |  | 0.20548 | 135 | 0.000135
R1171 | Erie Blvd. Hydro - Beaver River | Soft Maple 2 | E | 24048 | Croghan | Lewis | NY | 1925-01-01 | 7.5 | 8 | 8 | 7.5 | 7.5 |  | Conventional Hydro | Water |  | 25.6 |  | 0.38965 | 256 | 0.000256
R1172 | Erie Blvd. Hydro - Beaver River | Taylorville 1 | E | 24048 | Belfort | Lewis | NY | 1913-01-01 | 1.1 | 1 | 1 | 1.1 | 1.1 |  | Conventional Hydro | Water |  | 7.7 |  | 0.79909 | 77 | 7.7e-05
R1173 | Erie Blvd. Hydro - Beaver River | Taylorville 2 | E | 24048 | Belfort | Lewis | NY | 1913-01-01 | 1.1 | 1 | 1 | 1.1 | 1.1 |  | Conventional Hydro | Water |  | 6 |  | 0.62267 | 60 | 6e-05
R1174 | Erie Blvd. Hydro - Beaver River | Taylorville 3 | E | 24048 | Belfort | Lewis | NY | 1913-01-01 | 1.1 | 1 | 1 | 1.1 | 1.1 |  | Conventional Hydro | Water |  | 4.9 |  | 0.50851 | 49 | 4.9e-05
R1175 | Erie Blvd. Hydro - Beaver River | Taylorville 4 | E | 24048 | Belfort | Lewis | NY | 1927-01-01 | 1.2 | 1.1 | 1.1 | 1.2 | 1.2 |  | Conventional Hydro | Water |  | 6.8 |  | 0.64688 | 68 | 6.8e-05
R1176 | Erie Blvd. Hydro - Black River | Beebee Island 1 | E | 24047 | Watertown | Jefferson | NY | 1963-01-01 | 4 | 4.4 | 4.4 | 4 | 4 |  | Conventional Hydro | Water |  | 10.7 |  | 0.30537 | 107 | 0.000107
R1177 | Erie Blvd. Hydro - Black River | Beebee Island 2 | E | 24047 | Watertown | Jefferson | NY | 1968-01-01 | 4 | 4.4 | 4.4 | 4 | 4 |  | Conventional Hydro | Water |  | 27.6 |  | 0.78767 | 276 | 0.000276
R1178 | Erie Blvd. Hydro - Black River | Black River 1 | E | 24047 | Black River | Jefferson | NY | 1920-01-01 | 2 | 2.3 | 2.3 | 2 | 2 |  | Conventional Hydro | Water |  | 10.6 |  | 0.60502 | 106 | 0.000106
R1179 | Erie Blvd. Hydro - Black River | Black River 2 | E | 24047 | Black River | Jefferson | NY | 1920-01-01 | 2 | 2.3 | 2.3 | 2 | 2 |  | Conventional Hydro | Water |  | 16 |  | 0.91324 | 160 | 0.00016
R1180 | Erie Blvd. Hydro - Black River | Black River 3 | E | 24047 | Black River | Jefferson | NY | 1920-01-01 | 2 | 2.3 | 2.3 | 2 | 2 |  | Conventional Hydro | Water |  | 7 |  | 0.39954 | 70 | 7e-05
R1181 | Erie Blvd. Hydro - Black River | Deferiet 1 | E | 24047 | Deferiet | Jefferson | NY | 1925-01-01 | 3.6 | 3.7 | 3.7 | 3.6 | 3.6 |  | Conventional Hydro | Water |  | 16 |  | 0.50736 | 160 | 0.00016
R1182 | Erie Blvd. Hydro - Black River | Deferiet 2 | E | 24047 | Deferiet | Jefferson | NY | 1925-01-01 | 3.6 | 3.7 | 3.7 | 3.6 | 3.6 |  | Conventional Hydro | Water |  | 21.2 |  | 0.67225 | 212 | 0.000212
R1183 | Erie Blvd. Hydro - Black River | Deferiet 3 | E | 24047 | Deferiet | Jefferson | NY | 1925-01-01 | 3.6 | 3.7 | 3.7 | 3.6 | 3.6 |  | Conventional Hydro | Water |  | 13.7 |  | 0.43442 | 137 | 0.000137
R1184 | Erie Blvd. Hydro - Black River | Herrings 1 | E | 24047 | Herrings | Jefferson | NY | 1924-01-01 | 1.8 | 1.8 | 1.8 | 1.8 | 1.8 |  | Conventional Hydro | Water |  | 6.3 |  | 0.39954 | 63 | 6.3e-05
R1185 | Erie Blvd. Hydro - Black River | Herrings 2 | E | 24047 | Herrings | Jefferson | NY | 1924-01-01 | 1.8 | 1.8 | 1.8 | 1.8 | 1.8 |  | Conventional Hydro | Water |  | 9.5 |  | 0.60249 | 95 | 9.5e-05
R1186 | Erie Blvd. Hydro - Black River | Herrings 3 | E | 24047 | Herrings | Jefferson | NY | 1924-01-01 | 1.8 | 1.8 | 1.8 | 1.8 | 1.8 |  | Conventional Hydro | Water |  | 5.2 |  | 0.32978 | 52 | 5.2e-05
R1187 | Erie Blvd. Hydro - Black River | Kamargo 1 | E | 24047 | Black River | Jefferson | NY | 1921-01-01 | 1.8 | 1.8 | 1.8 | 1.8 | 1.8 |  | Conventional Hydro | Water |  | 7.5 |  | 0.47565 | 75 | 7.5e-05
R1188 | Erie Blvd. Hydro - Black River | Kamargo 2 | E | 24047 | Black River | Jefferson | NY | 1921-01-01 | 1.8 | 1.8 | 1.8 | 1.8 | 1.8 |  | Conventional Hydro | Water |  | 9.2 |  | 0.58346 | 92 | 9.2e-05
R1189 | Erie Blvd. Hydro - Black River | Kamargo 3 | E | 24047 | Black River | Jefferson | NY | 1921-01-01 | 1.8 | 1.8 | 1.8 | 1.8 | 1.8 |  | Conventional Hydro | Water |  | 4.3 |  | 0.2727 | 43 | 4.3e-05
R1190 | Erie Blvd. Hydro - Black River | Sewalls 1 | E | 24047 | Watertown | Jefferson | NY | 1925-01-01 | 1 | 1.1 | 1.1 | 1 | 1 |  | Conventional Hydro | Water |  | 3.1 |  | 0.35388 | 31 | 3.1e-05
R1191 | Erie Blvd. Hydro - Black River | Sewalls 2 | E | 24047 | Watertown | Jefferson | NY | 1925-01-01 | 1 | 1.1 | 1.1 | 1 | 1 |  | Conventional Hydro | Water |  | 4.5 |  | 0.5137 | 45 | 4.5e-05
R1198 | Erie Blvd. Hydro - East Canada Mohawk | Inghams 1 | E | 24050 | Little Falls | Herkimer | NY | 1912-01-01 | 3.2 | 3.5 | 3.5 | 3.2 | 3.2 |  | Conventional Hydro | Water |  | 14.9 |  | 0.53154 | 149 | 0.000149
R1199 | Erie Blvd. Hydro - East Canada Mohawk | Inghams 2 | E | 24050 | Little Falls | Herkimer | NY | 1912-01-01 | 3.2 | 3.5 | 3.5 | 3.2 | 3.2 |  | Conventional Hydro | Water |  | 13.4 |  | 0.47803 | 134 | 0.000134
R1212 | Erie Blvd. Hydro - Lower Raquette | Colton 1 | E | 24057 | Colton | St Lawrence | NY | 1962-01-01 | 10 | 10 | 10 | 10 | 10 |  | Conventional Hydro | Water |  | 68.3 |  | 0.77968 | 683 | 0.000683
R1213 | Erie Blvd. Hydro - Lower Raquette | Colton 2 | E | 24057 | Colton | St Lawrence | NY | 1918-01-01 | 10 | 10 | 10 | 10 | 10 |  | Conventional Hydro | Water |  | 56.4 |  | 0.64384 | 564 | 0.000564
R1214 | Erie Blvd. Hydro - Lower Raquette | Colton 3 | E | 24057 | Colton | St Lawrence | NY | 1928-01-01 | 10 | 10 | 10 | 10 | 10 |  | Conventional Hydro | Water |  | 49.2 |  | 0.56164 | 492 | 0.000492
R1215 | Erie Blvd. Hydro - Lower Raquette | East Norfolk | E | 24057 | East Norfolk | St Lawrence | NY | 1928-01-01 | 3.6 | 4 | 4 | 3.5 | 3.5 |  | Conventional Hydro | Water |  | 21.9 |  | 0.69444 | 219 | 0.000219
R1216 | Erie Blvd. Hydro - Lower Raquette | Hannawa Falls 1 | E | 24057 | Hannawa Falls | St Lawrence | NY | 1914-01-01 | 3.6 | 3.7 | 3.7 | 3.6 | 3.6 |  | Conventional Hydro | Water |  | 25.3 |  | 0.80226 | 253 | 0.000253
R1217 | Erie Blvd. Hydro - Lower Raquette | Hannawa Falls 2 | E | 24057 | Hannawa Falls | St Lawrence | NY | 1920-01-01 | 3.6 | 3.7 | 3.7 | 3.6 | 3.6 |  | Conventional Hydro | Water |  | 21.2 |  | 0.67225 | 212 | 0.000212
R1218 | Erie Blvd. Hydro - Lower Raquette | Higley 1 | E | 24057 | Colton | St Lawrence | NY | 1913-01-01 | 1.2 | 1.1 | 1.1 | 1.2 | 1.2 |  | Conventional Hydro | Water |  | 10.3 |  | 0.97983 | 103 | 0.000103
R1219 | Erie Blvd. Hydro - Lower Raquette | Higley 2 | E | 24057 | Colton | St Lawrence | NY | 1913-01-01 | 1.2 | 1.1 | 1.1 | 1.2 | 1.2 |  | Conventional Hydro | Water |  | 7.6 |  | 0.72298 | 76 | 7.6e-05
R1220 | Erie Blvd. Hydro - Lower Raquette | Higley 3 | E | 24057 | Colton | St Lawrence | NY | 1943-01-01 | 2.08 | 2 | 2 | 2.1 | 2.1 |  | Conventional Hydro | Water |  | 8.8 |  | 0.48296 | 88 | 8.8e-05
R1221 | Erie Blvd. Hydro - Lower Raquette | Higley 4 | E | 24057 | Colton | St Lawrence | NY | 1943-01-01 | 2.08 | 2 | 2 | 2.1 | 2.1 |  | Conventional Hydro | Water |  | 8.2 |  | 0.45004 | 82 | 8.2e-05
R1222 | Erie Blvd. Hydro - Lower Raquette | Norfolk | E | 24057 | Norfolk | St Lawrence | NY | 1928-01-01 | 4.5 | 4.8 | 4.8 | 4.5 | 4.5 |  | Conventional Hydro | Water |  | 22.4 |  | 0.56824 | 224 | 0.000224
R1223 | Erie Blvd. Hydro - Lower Raquette | Norwood | E | 24057 | Norwood | St Lawrence | NY | 1928-01-01 | 2 | 2.2 | 2.2 | 2 | 2 |  | Conventional Hydro | Water |  | 10.1 |  | 0.57648 | 101 | 0.000101
R1224 | Erie Blvd. Hydro - Lower Raquette | Raymondville | E | 24057 | Raymondville | St Lawrence | NY | 1928-01-01 | 2 | 2.1 | 2.1 | 2 | 2 |  | Conventional Hydro | Water |  | 10.6 |  | 0.60502 | 106 | 0.000106
R1225 | Erie Blvd. Hydro - Lower Raquette | Sugar Island 1 | E | 24057 | Potsdam | St Lawrence | NY | 1924-01-01 | 2.5 | 2.1 | 2.1 | 2.6 | 2.6 |  | Conventional Hydro | Water |  | 10.9 |  | 0.49772 | 109 | 0.000109
R1226 | Erie Blvd. Hydro - Lower Raquette | Sugar Island 2 | E | 24057 | Potsdam | St Lawrence | NY | 1924-01-01 | 2.5 | 2 | 2 | 2.4 | 2.4 |  | Conventional Hydro | Water |  | 13.6 |  | 0.621 | 136 | 0.000136
R1227 | Erie Blvd. Hydro - Lower Raquette | Yaleville 1 | E | 24057 | Norwood | St Lawrence | NY | 1940-01-01 | 0.5 | 0.2 | 0.2 | 0.5 | 0.5 |  | Conventional Hydro | Water |  | 1.8 |  | 0.41096 | 18 | 1.8e-05
R1228 | Erie Blvd. Hydro - Lower Raquette | Yaleville 2 | E | 24057 | Norwood | St Lawrence | NY | 1940-01-01 | 0.225 | 0.3 | 0.3 | 0.2 | 0.2 |  | Conventional Hydro | Water |  | 1.2 |  | 0.60883 | 12 | 1.2e-05
R1247 | Erie Blvd. Hydro - Oswegatchie | Browns Falls 1 | E | 24044 | Oswegatchie | St Lawrence | NY | 1923-01-01 | 7.5 | 8 | 8 | 7.5 | 7.5 |  | Conventional Hydro | Water |  | 20.4 |  | 0.3105 | 204 | 0.000204
R1248 | Erie Blvd. Hydro - Oswegatchie | Browns Falls 2 | E | 24044 | Oswegatchie | St Lawrence | NY | 1923-01-01 | 7.5 | 8 | 8 | 7.5 | 7.5 |  | Conventional Hydro | Water |  | 34.1 |  | 0.51903 | 341 | 0.000341
R1249 | Erie Blvd. Hydro - Oswegatchie | Eel Weir 1 | E | 24044 | Heuvelton | St Lawrence | NY | 1928-01-01 | 0.5 | 0.3 | 0.3 | 0.5 | 0.5 |  | Conventional Hydro | Water |  | 1.9 |  | 0.43379 | 19 | 1.9e-05
R1250 | Erie Blvd. Hydro - Oswegatchie | Eel Weir 2 | E | 24044 | Heuvelton | St Lawrence | NY | 1938-01-01 | 1.1 | 0.8 | 0.8 | 1.1 | 1.1 |  | Conventional Hydro | Water |  | 2 |  | 0.20756 | 20 | 2e-05
R1251 | Erie Blvd. Hydro - Oswegatchie | Eel Weir 3 | E | 24044 | Heuvelton | St Lawrence | NY | 1938-01-01 | 1.1 | 0.8 | 0.8 | 1.1 | 1.1 |  | Conventional Hydro | Water |  | 3.1 |  | 0.32171 | 31 | 3.1e-05
R1252 | Erie Blvd. Hydro - Oswegatchie | Flat Rock 1 | E | 24044 | Flat Rock | St Lawrence | NY | 1924-01-01 | 3 | 2.6 | 2.6 | 3 | 3 |  | Conventional Hydro | Water |  | 10.7 |  | 0.40715 | 107 | 0.000107
R1253 | Erie Blvd. Hydro - Oswegatchie | Flat Rock 2 | E | 24044 | Flat Rock | St Lawrence | NY | 1924-01-01 | 3 | 2.6 | 2.6 | 3 | 3 |  | Conventional Hydro | Water |  | 8.7 |  | 0.33105 | 87 | 8.7e-05
R1254 | Erie Blvd. Hydro - Oswegatchie | Heuvelton 1 | E | 24044 | Heuvelton | St Lawrence | NY | 1924-01-01 | 0.52 | 0.4 | 0.4 | 0.5 | 0.5 |  | Conventional Hydro | Water |  | 2 |  | 0.43906 | 20 | 2e-05
R1255 | Erie Blvd. Hydro - Oswegatchie | Heuvelton 2 | E | 24044 | Heuvelton | St Lawrence | NY | 1924-01-01 | 0.52 | 0.4 | 0.4 | 0.5 | 0.5 |  | Conventional Hydro | Water |  | 1.4 |  | 0.30734 | 14 | 1.4e-05
R1256 | Erie Blvd. Hydro - Oswegatchie | Lower Newton Falls 1 | E | 24044 | Newton Falls | St Lawrence | NY | 2002-07-01 | 0.5 | 0.6 | 0.6 | 0.5 | 0.5 |  | Conventional Hydro | Water |  | 3 |  | 0.68493 | 30 | 3e-05
R1257 | Erie Blvd. Hydro - Oswegatchie | Oswegatchie 1 | E | 24044 | Oswegatchie | St Lawrence | NY | 1937-01-01 | 0.56 | 1.3 | 1.3 | 0.6 | 0.6 |  | Conventional Hydro | Water |  | 3.8 |  | 0.77462 | 38 | 3.8e-05
R1258 | Erie Blvd. Hydro - Oswegatchie | Oswegatchie 2 | E | 24044 | Oswegatchie | St Lawrence | NY | 1937-01-01 | 0.24 | 0.5 | 0.5 | 0.2 | 0.2 |  | Conventional Hydro | Water |  | 2.9 |  |  | 29 | 2.9e-05
R1259 | Erie Blvd. Hydro - Oswegatchie | South Edwards 1 | E | 24044 | South Edwards | St Lawrence | NY | 1937-01-01 | 1 | 1.2 | 1.2 | 1 | 1 |  | Conventional Hydro | Water |  | 4.7 |  | 0.53653 | 47 | 4.7e-05
R1260 | Erie Blvd. Hydro - Oswegatchie | South Edwards 2 | E | 24044 | South Edwards | St Lawrence | NY | 1937-01-01 | 1 | 1.2 | 1.2 | 1 | 1 |  | Conventional Hydro | Water |  | 4 |  | 0.45662 | 40 | 4e-05
R1261 | Erie Blvd. Hydro - Oswegatchie | South Edwards 3 | E | 24044 | South Edwards | St Lawrence | NY | 1921-01-01 | 0.68 | 0.8 | 0.8 | 0.7 | 0.7 |  | Conventional Hydro | Water |  | 2.6 |  | 0.43648 | 26 | 2.6e-05
R1262 | Erie Blvd. Hydro - Oswegatchie | South Edwards 4 | E | 24044 | South Edwards | St Lawrence | NY | 1937-01-01 | 0.2 | 0.2 | 0.2 | 0.2 | 0.2 |  | Conventional Hydro | Water |  | 1.4 |  | 0.79909 | 14 | 1.4e-05
R1263 | Erie Blvd. Hydro - Oswegatchie | Talcville 1 | E | 24044 | Edwards | St Lawrence | NY | 1986-12-01 | 0.5 | 0.4 | 0.4 | 0.5 | 0.5 |  | Conventional Hydro | Water |  | 3.4 |  | 0.77626 | 34 | 3.4e-05
R1264 | Erie Blvd. Hydro - Oswegatchie | Talcville 2 | E | 24044 | Edwards | St Lawrence | NY | 1986-12-01 | 0.5 | 0.4 | 0.4 | 0.5 | 0.5 |  | Conventional Hydro | Water |  | 0.5 |  | 0.11416 | 5 | 5e-06
R1265 | Erie Blvd. Hydro - Oswegatchie | Upper Newton Falls 2 | E | 24044 | Newton Falls | St Lawrence | NY | 2002-07-01 | 0.5 | 0.4 | 0.4 | 0.5 | 0.5 |  | Conventional Hydro | Water |  | 3.2 |  | 0.73059 | 32 | 3.2e-05
R1266 | Erie Blvd. Hydro - Oswegatchie | Upper Newton Falls 3 | E | 24044 | Newton Falls | St Lawrence | NY | 2002-07-01 | 0.5 | 0.4 | 0.4 | 0.5 | 0.5 |  | Conventional Hydro | Water |  | 2.6 |  | 0.59361 | 26 | 2.6e-05
R1267 | Erie Blvd. Hydro - Oswegatchie | Upper Newton Falls 4 | E | 24044 | Newton Falls | St Lawrence | NY | 2002-07-01 | 0.5 | 0.4 | 0.4 | 0.5 | 0.5 |  | Conventional Hydro | Water |  | 1.4 |  | 0.31963 | 14 | 1.4e-05
R1313 | Erie Blvd. Hydro - Upper Raquette | Blake | E | 24056 | Stark | St Lawrence | NY | 1957-01-01 | 14.4 | 15.6 | 15.6 | 14.4 | 14.4 |  | Conventional Hydro | Water |  | 60.6 |  | 0.4804 | 606 | 0.000606
R1314 | Erie Blvd. Hydro - Upper Raquette | Five Falls | E | 24056 | Colton | St Lawrence | NY | 1955-01-01 | 22.5 | 24.4 | 24.4 | 22.5 | 22.5 |  | Conventional Hydro | Water |  | 98.7 |  | 0.50076 | 987 | 0.000987
R1315 | Erie Blvd. Hydro - Upper Raquette | Rainbow Falls | E | 24056 | Colton | St Lawrence | NY | 1956-01-01 | 22.5 | 24.4 | 24.4 | 22.5 | 22.5 |  | Conventional Hydro | Water |  | 99.5 |  | 0.50482 | 995 | 0.000995
R1316 | Erie Blvd. Hydro - Upper Raquette | South Colton | E | 24056 | South Colton | St Lawrence | NY | 1954-01-01 | 19.35 | 20.9 | 20.9 | 19.4 | 19.4 |  | Conventional Hydro | Water |  | 83.4 |  | 0.49202 | 834 | 0.000834
R1317 | Erie Blvd. Hydro - Upper Raquette | Stark | E | 24056 | Stark | St Lawrence | NY | 1957-01-01 | 22.5 | 24.6 | 24.6 | 22.5 | 22.5 |  | Conventional Hydro | Water |  | 95.8 |  | 0.48605 | 958 | 0.000958
R1318 | Erie Blvd. Hydro - West Canada | Prospect | E | 24049 | Prospect | Herkimer | NY | 1959-01-01 | 17.32 | 21.7 | 21.7 | 17.3 | 17.3 |  | Conventional Hydro | Water |  | 79 |  | 0.52069 | 790 | 0.00079
R1319 | Erie Blvd. Hydro - West Canada | Trenton Falls 5 | E | 24049 | Trenton | Oneida | NY | 1919-01-01 | 6.8 | 9.6 | 9.6 | 6.8 | 6.8 |  | Conventional Hydro | Water |  | 51.9 |  | 0.87127 | 519 | 0.000519
R1320 | Erie Blvd. Hydro - West Canada | Trenton Falls 6 | E | 24049 | Trenton | Oneida | NY | 1919-01-01 | 6.4 | 9.1 | 9.1 | 6.4 | 6.4 |  | Conventional Hydro | Water |  | 54.1 |  | 0.96497 | 541 | 0.000541
R1321 | Erie Blvd. Hydro - West Canada | Trenton Falls 7 | E | 24049 | Trenton | Oneida | NY | 1922-01-01 | 6.4 | 9.1 | 9.1 | 6.4 | 6.4 |  | Conventional Hydro | Water |  | 45.4 |  | 0.80979 | 454 | 0.000454
R1327 | Exelon Generation Company, LLC | Madison County LF | E | 323628 | Wampsville | Madison | NY | 2010-03-01 | 1.6 | 1.6 | 1.6 | 1.6 | 1.6 |  | Internal Combustion | Bio Gas |  | 4.5 |  | 0.32106 | 49.5 | 4.95e-05
R1330 | Exelon Generation Company, LLC | Oneida-Herkimer LFGE | E | 323681 | Boonville | Oneida | NY | 2012-04-01 | 3.2 | 3.2 | 3.2 | 3.2 | 3.2 |  | Internal Combustion | Bio Gas |  | 27 |  | 0.96318 | 297 | 0.000297
R1332 | Flat Rock Windpower II, LLC | Maple Ridge Wind 2 | E | 323611 | Lowville | Lewis | NY | 2007-12-01 | 90.8 | 90.7 | 90.7 | 90.8 | 90.8 |  | Wind Turbine | Wind |  | 203.2 |  | 0.25547 | 1828.8 | 0.0018288
R1333 | Flat Rock Windpower, LLC | Maple Ridge Wind 1 | E | 323574 | Lowville | Lewis | NY | 2006-01-01 | 231 | 231 | 231 | 231 | 231 |  | Wind Turbine | Wind |  | 536 |  | 0.26488 | 4824 | 0.004824
R1341 | Hardscrabble Wind Power LLC | Hardscrabble Wind | E | 323673 | Fairfield | Herkimer | NY | 2011-02-01 | 74 | 74 | 74 | 74 | 74 |  | Wind Turbine | Wind |  | 176.8 |  | 0.27274 | 1591.2 | 0.0015912
R1365 | Innovative Energy Systems, Inc. | DANC LFGE | E | 323619 | Watertown | Jefferson | NY | 2008-09-08 | 6.4 | 6.4 | 6.4 | 6.4 | 6.4 |  | Internal Combustion | Bio Gas |  | 33.4 |  | 0.59575 | 367.4 | 0.0003674
R1445 | Lyonsdale Biomass, LLC | Lyonsdale (IIFO - 4/1/18) | E | 23803 | Lyonsdale | Lewis | NY | 1992-08-01 | 21.1 | 20.2 | 20.2 | 0 | 0 |  | Steam Turbine (Fossil) | Wood |  |  | (12) (I)
R1446 | Madison Windpower, LLC | Madison Wind Power | E | 24146 | Madison | Madison | NY | 2000-09-01 | 11.55 | 11.5 | 11.5 | 11.6 | 11.6 |  | Wind Turbine | Wind |  | 18.7 |  | 0.18482 | 168.3 | 0.0001683
R1478 | New York Power Authority | Jarvis 1 | E | 23743 | Hinckley | Oneida | NY | 1991-07-01 | 4.5 | 4.5 | 4.5 | 4.5 | 4.5 |  | Conventional Hydro | Water |  | 6 |  | 0.15221 | 60 | 6e-05
R1479 | New York Power Authority | Jarvis 2 | E | 23743 | Hinckley | Oneida | NY | 1991-07-01 | 4.5 | 4.5 | 4.5 | 4.5 | 4.5 |  | Conventional Hydro | Water |  | 23.2 |  | 0.58853 | 232 | 0.000232
R1530 | Niagara Mohawk Power Corp. | Fortis - Dolgeville | E | 23807 | Dolgeville | Herkimer | NY | 1985-07-01 | 5 | 6.3 | 6.3 | 0 | 0 |  | Conventional Hydro | Water |  | 1.2 |  | 0.027397 | 12 | 1.2e-05
R1531 | Niagara Mohawk Power Corp. | Fortis Energy - Philadelphia | E | 1656 | Philadelphia | Jefferson | NY | 1986-08-01 | 3.6 | 3.2 | 3.2 | 0 | 0 |  | Conventional Hydro | Water |  | 10.2 |  | 0.32344 | 102 | 0.000102
R1532 | Niagara Mohawk Power Corp. | Fortis Energy - Moose River | E | 24016 | Lyonsdale | Lewis | NY | 1987-09-01 | 12.6 | 12 | 12 | 0 | 0 |  | Conventional Hydro | Water |  | 47.4 |  | 0.42944 | 474 | 0.000474
R1536 | Niagara Mohawk Power Corp. | Little Falls Hydro | E | 24013 | Little Falls | Herkimer | NY | 1987-01-01 | 13 | 12.6 | 12.6 | 0 | 0 |  | Conventional Hydro | Water |  | 57.9 |  | 0.50843 | 579 | 0.000579
R1538 | Niagara Mohawk Power Corp. | Pyrites Assoc. | E | 24023 | Canton | St Lawrence | NY | 1985-12-01 | 8.2 | 7.5 | 7.5 | 0 | 0 |  | Conventional Hydro | Water |  | 23.5 |  | 0.32715 | 235 | 0.000235
R1539 | Niagara Mohawk Power Corp. | Adams Hydro | E | 23633 | Adams | Jefferson | NY | 1987-11-01 | 0.2 | 0 | 0 | 0 | 0 |  | Conventional Hydro | Water
R1540 | Niagara Mohawk Power Corp. | Algon.-Herkimer | E | 23633 | Herkimer | Herkimer | NY | 1987-12-01 | 1.6 | 0 | 0 | 0 | 0 |  | Conventional Hydro | Water
R1541 | Niagara Mohawk Power Corp. | Algon.-Otter Creek | E | 23633 | Greig | Lewis | NY | 1986-11-01 | 0.5 | 0 | 0 | 0 | 0 |  | Conventional Hydro | Water
R1544 | Niagara Mohawk Power Corp. | Beaver Falls #1 | E | 23633 | Beaver Falls | Lewis | NY | 1986-01-01 | 1.5 | 0 | 0 | 0 | 0 |  | Conventional Hydro | Water |  | 9.1 |  | 0.69254 | 91 | 9.1e-05
R1545 | Niagara Mohawk Power Corp. | Beaver Falls #2 | E | 23633 | Beaver Falls | Lewis | NY | 1986-01-01 | 1 | 0 | 0 | 0 | 0 |  | Conventional Hydro | Water |  | 4.7 |  | 0.53653 | 47 | 4.7e-05
R1547 | Niagara Mohawk Power Corp. | Black River Hyd#1 - Rock Isl. | E | 23633 | Port Leyden | Lewis | NY | 1984-07-01 | 1.9 | 0 | 0 | 0 | 0 |  | Conventional Hydro | Water |  | 4.8 |  | 0.28839 | 48 | 4.8e-05
R1548 | Niagara Mohawk Power Corp. | Black River Hyd#2 - Denley | E | 23633 | Port Leyden | Lewis | NY | 1985-12-01 | 1.6 | 0 | 0 | 0 | 0 |  | Conventional Hydro | Water |  | 1.3 |  | 0.092751 | 13 | 1.3e-05
R1549 | Niagara Mohawk Power Corp. | Black River Hyd#3 - Pt. Leyden | E | 23633 | Port Leyden | Lewis | NY | 1984-07-01 | 2.2 | 0 | 0 | 0 | 0 |  | Conventional Hydro | Water |  | 16 |  | 0.83022 | 160 | 0.00016
R1551 | Niagara Mohawk Power Corp. | Burrstone Engy Center, LLC LU | E | 23633 | Utica | Oneida | NY | 2009-11-01 | 1.1 | 0 | 0 | 0 | 0 |  | Internal Combustion | Natural Gas |  | 0.9 |  | 0.0934 | 398.7 | 0.0003987
R1552 | Niagara Mohawk Power Corp. | Burrstone Engy Center, LLC U | E | 23633 | Utica | Oneida | NY | 2009-11-01 | 2.2 | 0 | 0 | 0 | 0 |  | Internal Combustion | Natural Gas |  | 0.1 |  | 0.0051889 | 44.3 | 4.43e-05
R1554 | Niagara Mohawk Power Corp. | C.H.I. (Dexter) Hydro | E | 23633 | Dexter | Jefferson | NY | 1988-01-01 | 4.2 | 0 | 0 | 0 | 0 |  | Conventional Hydro | Water |  | 18.8 |  | 0.51098 | 188 | 0.000188
R1555 | Niagara Mohawk Power Corp. | C.H.I. (Diamond Is) | E | 23633 | Watertown | Jefferson | NY | 1986-01-01 | 1.2 | 0 | 0 | 0 | 0 |  | Conventional Hydro | Water |  | 5.1 |  | 0.48516 | 51 | 5.1e-05
R1556 | Niagara Mohawk Power Corp. | C.H.I. (Fowler) | E | 23633 | Fowler | Lewis | NY | 1986-01-01 | 0.6 | 0 | 0 | 0 | 0 |  | Conventional Hydro | Water |  | 4.3 |  | 0.81811 | 43 | 4.3e-05
R1557 | Niagara Mohawk Power Corp. | C.H.I. (Hailsboro #3) | E | 23633 | Hailsboro | St Lawrence | NY | 1986-01-01 | 0.75 | 0 | 0 | 0 | 0 |  | Conventional Hydro | Water |  | 3.7 |  | 0.56317 | 37 | 3.7e-05
R1558 | Niagara Mohawk Power Corp. | C.H.I. (Hailsboro #4) | E | 23633 | Hailsboro | St Lawrence | NY | 1986-01-01 | 1.4 | 0 | 0 | 0 | 0 |  | Conventional Hydro | Water |  | 10.3 |  | 0.83986 | 103 | 0.000103
R1559 | Niagara Mohawk Power Corp. | C.H.I. (Hailsboro #6) | E | 23633 | Hailsboro | St Lawrence | NY | 1986-01-01 | 0.8 | 0 | 0 | 0 | 0 |  | Conventional Hydro | Water |  | 4.2 |  | 0.59932 | 42 | 4.2e-05
R1560 | Niagara Mohawk Power Corp. | C.H.I. (Theresa) | E | 23633 | Theresa | St Lawrence | NY | 1986-01-01 | 1.3 | 0 | 0 | 0 | 0 |  | Conventional Hydro | Water |  | 5.8 |  | 0.50931 | 58 | 5.8e-05
R1562 | Niagara Mohawk Power Corp. | Cellu-Tissue Corp - Natural Dam | E | 23633 | Gouverneur | St Lawrence | NY | 1986-01-01 | 1 | 0 | 0 | 0 | 0 |  | Conventional Hydro | Water
R1567 | Niagara Mohawk Power Corp. | City of Utica - Sand Road | E | 23633 | Utica | Oneida | NY | 1993-05-01 | 0.2 | 0 | 0 | 0 | 0 |  | Conventional Hydro | Water |  | 1.5 |  | 0.85616 | 15 | 1.5e-05
R1568 | Niagara Mohawk Power Corp. | City of Utica -Trenton Falls | E | 23633 | Utica | Oneida | NY | 1993-02-01 | 0.2 | 0 | 0 | 0 | 0 |  | Conventional Hydro | Water |  | 0.7 |  | 0.39954 | 7 | 7e-06
R1569 | Niagara Mohawk Power Corp. | City of Watertown | E | 23633 | Watertown | Jefferson | NY | 1986-01-01 | 8.1 | 0 | 0 | 0 | 0 |  | Conventional Hydro | Water |  | 11.3 |  | 0.15925 | 113 | 0.000113
R1572 | Niagara Mohawk Power Corp. | Copenhagen Assoc. | E | 23633 | Copenhagen | Lewis | NY | 1986-01-01 | 3.3 | 0 | 0 | 0 | 0 |  | Conventional Hydro | Water |  | 7.3 |  | 0.25253 | 73 | 7.3e-05
R1574 | Niagara Mohawk Power Corp. | Cranberry Lake | E | 23633 | Cranberry Lake | Lewis | NY | 1987-12-01 | 0.5 | 0 | 0 | 0 | 0 |  | Conventional Hydro | Water |  | 1.6 |  | 0.3653 | 16 | 1.6e-05
R1576 | Niagara Mohawk Power Corp. | Empire Hydro Partners | E | 23633 | Port Leyden | Lewis | NY | 1984-11-01 | 1 | 0 | 0 | 0 | 0 |  | Conventional Hydro | Water |  | 4.8 |  | 0.54795 | 48 | 4.8e-05
R1579 | Niagara Mohawk Power Corp. | Forestport Hydro | E | 23633 | Forestport | Oneida | NY | 1987-12-01 | 3.4 | 0 | 0 | 0 | 0 |  | Conventional Hydro | Water |  | 7.2 |  | 0.24174 | 72 | 7.2e-05
R1581 | Niagara Mohawk Power Corp. | Fortis Energy - Diana | E | 23633 | Diana | Lewis | NY | 1985-07-01 | 1.8 | 0 | 0 | 0 | 0 |  | Conventional Hydro | Water |  | 6.6 |  | 0.41857 | 66 | 6.6e-05
R1585 | Niagara Mohawk Power Corp. | Hewittville Hydro | E | 23633 | Potsdam | St Lawrence | NY | 1984-07-01 | 3 | 0 | 0 | 0 | 0 |  | Conventional Hydro | Water |  | 13.2 |  | 0.50228 | 132 | 0.000132
R1589 | Niagara Mohawk Power Corp. | Hollow Dam Power | E | 23633 | Saint Lawrence | St Lawrence | NY | 1987-12-01 | 1 | 0 | 0 | 0 | 0 |  | Conventional Hydro | Water |  | 2.8 |  | 0.31963 | 28 | 2.8e-05
R1592 | Niagara Mohawk Power Corp. | Indian Falls HY | E | 23633 | Theresa | Jefferson | NY | 1986-01-01 | 0.3 | 0 | 0 | 0 | 0 |  | Conventional Hydro | Water
R1593 | Niagara Mohawk Power Corp. | Kayuta Lake | E | 23633 | Kayuta | Oneida | NY | 1988-05-01 | 0.4 | 0 | 0 | 0 | 0 |  | Conventional Hydro | Water |  | 1.4 |  | 0.39954 | 14 | 1.4e-05
R1594 | Niagara Mohawk Power Corp. | Kings Falls | E | 23633 | Copenhagen | Lewis | NY | 1988-05-01 | 1.6 | 0 | 0 | 0 | 0 |  | Conventional Hydro | Water
R1597 | Niagara Mohawk Power Corp. | Long Falls Hydro | E | 23633 | Carthage | Jefferson | NY | 1991-06-01 | 3.3 | 0 | 0 | 0 | 0 |  | Conventional Hydro | Water |  | 4.9 |  | 0.1695 | 49 | 4.9e-05
R1598 | Niagara Mohawk Power Corp. | Lyonsdale Assoc. (Burrows) | E | 23633 | Lyons Falls | Lewis | NY | 1984-07-01 | 3 | 0 | 0 | 0 | 0 |  | Conventional Hydro | Water |  | 8.7 |  | 0.33105 | 87 | 8.7e-05
R1603 | Niagara Mohawk Power Corp. | Newport Hydro Assoc. | E | 23633 | Newport | Herkimer | NY | 1987-12-01 | 1.7 | 0 | 0 | 0 | 0 |  | Conventional Hydro | Water |  | 5.9 |  | 0.39619 | 59 | 5.9e-05
R1604 | Niagara Mohawk Power Corp. | Northbrook Carthage | E | 23633 | Carthage | Jefferson | NY | 1986-01-01 | 4.4 | 0 | 0 | 0 | 0 |  | Conventional Hydro | Water |  | 21.4 |  | 0.55521 | 214 | 0.000214
R1607 | Niagara Mohawk Power Corp. | Ogdensburg Hydro | E | 23633 | Ogdensburg | St Lawrence | NY | 1987-12-01 | 3.5 | 0 | 0 | 0 | 0 |  | Conventional Hydro | Water |  | 9.2 |  | 0.30007 | 92 | 9.2e-05
R1612 | Niagara Mohawk Power Corp. | Sandy Hollow Hydro Assoc. | E | 23633 | Philadelphia | Jefferson | NY | 1986-09-01 | 0.6 | 0 | 0 | 0 | 0 |  | Conventional Hydro | Water
R1614 | Niagara Mohawk Power Corp. | St. Elizabeth Medical Center | E | 23633 | Utica | Oneida | NY | 2012-02-01 | 0.6 | 0 | 0 | 0 | 0 |  | Internal Combustion | Natural Gas |  | 0.4 |  | 0.076104 | 177.2 | 0.0001772
R1616 | Niagara Mohawk Power Corp. | Stillwater Assoc. | E | 23633 | Webb | Herkimer | NY | 1987-01-01 | 1.8 | 0 | 0 | 0 | 0 |  | Conventional Hydro | Water |  | 6.5 |  | 0.41223 | 65 | 6.5e-05
R1623 | Niagara Mohawk Power Corp. | Tannery Island | E | 23633 | Carthage | Jefferson | NY | 1986-01-01 | 1.5 | 0 | 0 | 0 | 0 |  | Conventional Hydro | Water |  | 6.6 |  | 0.50228 | 66 | 6.6e-05
R1626 | Niagara Mohawk Power Corp. | Unionville Hydro | E | 23633 | Potsdam | St Lawrence | NY | 1984-07-01 | 3 | 0 | 0 | 0 | 0 |  | Conventional Hydro | Water |  | 12.5 |  | 0.47565 | 125 | 0.000125
R1630 | Niagara Mohawk Power Corp. | Village of Gouverneur | E | 23633 | Gouverneur | St Lawrence | NY | 1986-01-01 | 0.1 | 0 | 0 | 0 | 0 |  | Conventional Hydro | Water
R1631 | Niagara Mohawk Power Corp. | Village of Potsdam | E | 23633 | Potsdam | St Lawrence | NY | 1986-01-01 | 0.8 | 0 | 0 | 0 | 0 |  | Conventional Hydro | Water
R1632 | Niagara Mohawk Power Corp. | Village of Potsdam 2 | E | 23633 | Potsdam | St Lawrence | NY | 2014-04-01 | 0.5 | 0 | 0 | 0 | 0 |  | Conventional Hydro | Water
R1644 | Northbrook Lyons Falls, LLC | Hampshire Paper | E | 323593 | Gouverneur | St Lawrence | NY | 1987-03-01 | 3.4 | 3.5 | 3.5 | 3.4 | 3.4 |  | Conventional Hydro | Water |  | 14.9 |  | 0.50027 | 149 | 0.000149
R1645 | Northbrook Lyons Falls, LLC | Lyons Falls Hydro | E | 23570 | Lyons Falls | Lewis | NY | 1986-01-01 | 8 | 7.3 | 7.3 | 8 | 8 |  | Conventional Hydro | Water |  | 34 |  | 0.48516 | 340 | 0.00034
R1672 | ReEnergy Black River LLC | Fort Drum | E | 23780 | Watertown | Jefferson | NY | 2013-05-30 | 55.5 | 55.6 | 55.6 | 0 | 0 |  | Steam Turbine (Fossil) | Wood | No. 2 Fuel Oil | 203.4 |  | 0.41836 | 5491.8 | 0.0054918
R1695 | Seneca Power Partners, L.P. | Carthage Energy | E | 23857 | Carthage | Jefferson | NY | 1991-08-01 | 62.9 | 59 | 70.6 | 56.3 | 64.5 | YES | Combined Cycle | Natural Gas | No. 2 Fuel Oil | 19.9 |  | 0.036116 | 8815.7 | 0.0088157
R1698 | Seneca Power Partners, L.P. | Sterling | E | 23777 | Sherrill | Oneida | NY | 1991-06-01 | 65.3 | 57.4 | 72.1 | 50.9 | 62.5 |  | Combined Cycle | Natural Gas |  | 26.2 |  | 0.045802 | 11606.6 | 0.011607
Totals | [8 empty] | 1340.125 | [8 empty] | 3480.7 |  |  | 62572.5 | 0.062573

## Zone F
Line No. | Billing Org | Station Unit | Zone | PTID | Town | Cnty | St | YYY-MM-DD | Nameplate MW | CRIS SUM MW | CRIS WIN MW | CAPABILITY SUM MW | CAPABILITY WIN MW | DUAL | Unit Type | Fuel Type 1 | Fuel Type 2 | 2018 GWh | Notes | Capacity | CO2 Emissions MTCO2 | CO2 Emissions MMTCO2
R1069 | Boralex Hydro Operations Inc | Fourth Branch | F | 23824 | Waterford | Saratoga | NY | 1987-12-01 | 3.3 | 3.5 | 3.5 | 3.3 | 3.3 |  | Conventional Hydro | Water |  | 15.9 |  | 0.55002 | 159 | 0.000159
R1070 | Boralex Hydro Operations Inc | NYS Dam | F | 23527 | Waterford | Saratoga | NY | 1990-12-01 | 11.4 | 11.3 | 11.3 | 11.4 | 11.4 |  | Conventional Hydro | Water |  | 54.8 |  | 0.54875 | 548 | 0.000548
R1072 | Boralex Hydro Operations Inc | Warrensburg | F | 23737 | Warrensburg | Warren | NY | 1988-12-01 | 2.9 | 3 | 3 | 2.9 | 2.9 |  | Conventional Hydro | Water |  | 10.7 |  | 0.42119 | 107 | 0.000107
R1081 | Castleton Power, LLC | Castleton Energy Center | F | 23900 | Castleton | Rensselaer | NY | 1992-01-01 | 72 | 69 | 86.6 | 68.3 | 78.7 | YES | Combined Cycle | Natural Gas | No. 2 Fuel Oil | 131.2 |  | 0.20802 | 58121.6 | 0.058122
R1112 | Consolidated Edison Energy, Inc. | Albany LFGE | F | 323615 | Albany | Albany | NY | 1998-05-01 | 5.6 | 4.5 | 4.5 | 5.6 | 5.6 |  | Internal Combustion | Bio Gas |  | 28.7 |  | 0.58505 | 315.7 | 0.0003157
R1121 | Consolidated Edison Energy, Inc. | Rensselaer | F | 23796 | Rensselaer | Rensselaer | NY | 1993-12-01 | 96.9 | 79 | 79 | 77 | 82.7 | YES | Combined Cycle | Natural Gas | No. 2 Fuel Oil | 4.2 |  | 0.0049479 | 1860.6 | 0.0018606
R1124 | Consolidated Edison Energy, Inc. | Selkirk-I | F | 23801 | Selkirk | Albany | NY | 1992-03-01 | 107.2 | 82.1 | 107.2 | 80.3 | 105.5 | YES | Combined Cycle | Natural Gas | No. 2 Fuel Oil | 25.1 |  | 0.026729 | 11119.3 | 0.011119
R1125 | Consolidated Edison Energy, Inc. | Selkirk-II | F | 23799 | Selkirk | Albany | NY | 1994-09-01 | 338.8 | 291.3 | 380.5 | 281 | 333.1 | YES | Combined Cycle | Natural Gas | No. 2 Fuel Oil | 389.2 |  | 0.13114 | 172415.6 | 0.17242
R1147 | Empire Generating Co, LLC | EMPIRE_CC_1 | F | 323656 | Rensselaer | Rensselaer | NY | 2010-09-02 | 335 | 294.2 | 360.2 | 299.8 | 333 | YES | Combined Cycle | Natural Gas | No. 2 Fuel Oil | 1355.4 |  | 0.46187 | 600442.2 | 0.60044
R1148 | Empire Generating Co, LLC | EMPIRE_CC_2 | F | 323658 | Rensselaer | Rensselaer | NY | 2010-09-02 | 335 | 298.2 | 365.1 | 299.8 | 333 | YES | Combined Cycle | Natural Gas | No. 2 Fuel Oil | 843.1 |  | 0.2873 | 373493.3 | 0.37349
R1192 | Erie Blvd. Hydro - East Canada Capital | Beardslee 1 | F | 24051 | Little Falls | Herkimer | NY | 1924-01-01 | 10 | 9.5 | 9.5 | 10 | 10 |  | Conventional Hydro | Water |  | 24.7 |  | 0.28196 | 247 | 0.000247
R1193 | Erie Blvd. Hydro - East Canada Capital | Beardslee 2 | F | 24051 | Little Falls | Herkimer | NY | 1924-01-01 | 10 | 9.5 | 9.5 | 10 | 10 |  | Conventional Hydro | Water |  | 32.2 |  | 0.36758 | 322 | 0.000322
R1194 | Erie Blvd. Hydro - East Canada Capital | Ephratah 1 | F | 24051 | Caroga Lake | Fulton | NY | 1920-01-01 | 1.35 | 0.7 | 0.7 | 1.4 | 1.4 |  | Conventional Hydro | Water |  | 0.4 |  | 0.033824 | 4 | 4e-06
R1195 | Erie Blvd. Hydro - East Canada Capital | Ephratah 2 | F | 24051 | Caroga Lake | Fulton | NY | 1911-01-01 | 1.2 | 0.6 | 0.6 | 1.2 | 1.2 |  | Conventional Hydro | Water |  | 2.6 |  | 0.24734 | 26 | 2.6e-05
R1196 | Erie Blvd. Hydro - East Canada Capital | Ephratah 3 | F | 24051 | Caroga Lake | Fulton | NY | 1911-01-01 | 1.3 | 0 | 0 | 0 | 0 |  | Conventional Hydro | Water |  | 2.9 |  | 0.25465 | 29 | 2.9e-05
R1197 | Erie Blvd. Hydro - East Canada Capital | Ephratah 4 | F | 24051 | Caroga Lake | Fulton | NY | 1911-01-01 | 1.3 | 0.7 | 0.7 | 1.3 | 1.3 |  | Conventional Hydro | Water |  | 5.6 |  | 0.49175 | 56 | 5.6e-05
R1200 | Erie Blvd. Hydro - Lower Hudson | Johnsonville 1 | F | 24059 | Johnsonville | Rensselaer | NY | 1909-01-01 | 1.2 | 1.3 | 1.3 | 1.2 | 1.2 |  | Conventional Hydro | Water |  | 3.9 |  | 0.371 | 39 | 3.9e-05
R1201 | Erie Blvd. Hydro - Lower Hudson | Johnsonville 2 | F | 24059 | Johnsonville | Rensselaer | NY | 1909-01-01 | 1.2 | 1.3 | 1.3 | 1.2 | 1.2 |  | Conventional Hydro | Water |  | 3.4 |  | 0.32344 | 34 | 3.4e-05
R1202 | Erie Blvd. Hydro - Lower Hudson | Schaghticoke 1 | F | 24059 | Schaghticoke | Rensselaer | NY | 1908-01-01 | 3.275 | 4.1 | 4.1 | 3.3 | 3.3 |  | Conventional Hydro | Water |  | 21.5 |  | 0.74942 | 215 | 0.000215
R1203 | Erie Blvd. Hydro - Lower Hudson | Schaghticoke 2 | F | 24059 | Schaghticoke | Rensselaer | NY | 1908-01-01 | 3.275 | 4.1 | 4.1 | 3.3 | 3.3 |  | Conventional Hydro | Water |  | 19.5 |  | 0.6797 | 195 | 0.000195
R1204 | Erie Blvd. Hydro - Lower Hudson | Schaghticoke 3 | F | 24059 | Schaghticoke | Rensselaer | NY | 1908-01-01 | 3.275 | 4.1 | 4.1 | 3.3 | 3.3 |  | Conventional Hydro | Water |  | 9.2 |  | 0.32068 | 92 | 9.2e-05
R1205 | Erie Blvd. Hydro - Lower Hudson | Schaghticoke 4 | F | 24059 | Schaghticoke | Rensselaer | NY | 1908-01-01 | 3.275 | 4.1 | 4.1 | 3.3 | 3.3 |  | Conventional Hydro | Water |  | 19.4 |  | 0.67622 | 194 | 0.000194
R1206 | Erie Blvd. Hydro - Lower Hudson | School Street 1 | F | 24059 | Cohoes | Albany | NY | 1974-01-01 | 7.2 | 6.9 | 6.9 | 7.2 | 7.2 |  | Conventional Hydro | Water |  | 27.9 |  | 0.44235 | 279 | 0.000279
R1207 | Erie Blvd. Hydro - Lower Hudson | School Street 2 | F | 24059 | Cohoes | Albany | NY | 1915-01-01 | 7.2 | 6.9 | 6.9 | 7.2 | 7.2 |  | Conventional Hydro | Water |  | 34.2 |  | 0.54224 | 342 | 0.000342
R1208 | Erie Blvd. Hydro - Lower Hudson | School Street 3 | F | 24059 | Cohoes | Albany | NY | 1915-01-01 | 7.2 | 6.9 | 6.9 | 7.2 | 7.2 |  | Conventional Hydro | Water |  | 32.3 |  | 0.51211 | 323 | 0.000323
R1209 | Erie Blvd. Hydro - Lower Hudson | School Street 4 | F | 24059 | Cohoes | Albany | NY | 1922-01-01 | 7.2 | 6.9 | 6.9 | 7.2 | 7.2 |  | Conventional Hydro | Water |  | 29.1 |  | 0.46138 | 291 | 0.000291
R1210 | Erie Blvd. Hydro - Lower Hudson | School Street 5 | F | 24059 | Cohoes | Albany | NY | 1924-01-01 | 10 | 9.6 | 9.6 | 10 | 10 |  | Conventional Hydro | Water |  | 24.9 |  | 0.28425 | 249 | 0.000249
R1211 | Erie Blvd. Hydro - Lower Hudson | Schuylerville | F | 24059 | Schuylerville | Saratoga | NY | 1919-01-01 | 1.2 | 1.5 | 1.5 | 1.2 | 1.2 |  | Conventional Hydro | Water |  | 1.2 |  | 0.11416 | 12 | 1.2e-05
R1296 | Erie Blvd. Hydro - Upper Hudson | E J West 1 | F | 24058 | Hadley | Saratoga | NY | 1930-01-01 | 10 | 11.9 | 11.9 | 10 | 10 |  | Conventional Hydro | Water |  | 23.6 |  | 0.26941 | 236 | 0.000236
R1297 | Erie Blvd. Hydro - Upper Hudson | E J West 2 | F | 24058 | Hadley | Saratoga | NY | 1930-01-01 | 10 | 11.9 | 11.9 | 10 | 10 |  | Conventional Hydro | Water |  | 30.4 |  | 0.34703 | 304 | 0.000304
R1298 | Erie Blvd. Hydro - Upper Hudson | Feeder Dam 1 | F | 24058 | S Glens Falls | Saratoga | NY | 1924-01-01 | 1.2 | 0.9 | 0.9 | 1.2 | 1.2 |  | Conventional Hydro | Water |  | 5.3 |  | 0.50419 | 53 | 5.3e-05
R1299 | Erie Blvd. Hydro - Upper Hudson | Feeder Dam 2 | F | 24058 | S Glens Falls | Saratoga | NY | 1924-01-01 | 1.2 | 0.9 | 0.9 | 1.2 | 1.2 |  | Conventional Hydro | Water |  | 5 |  | 0.47565 | 50 | 5e-05
R1300 | Erie Blvd. Hydro - Upper Hudson | Feeder Dam 3 | F | 24058 | S Glens Falls | Saratoga | NY | 1924-01-01 | 1.2 | 0.9 | 0.9 | 1.2 | 1.2 |  | Conventional Hydro | Water |  | 5.6 |  | 0.53272 | 56 | 5.6e-05
R1301 | Erie Blvd. Hydro - Upper Hudson | Feeder Dam 4 | F | 24058 | S Glens Falls | Saratoga | NY | 1924-01-01 | 1.2 | 0.9 | 0.9 | 1.2 | 1.2 |  | Conventional Hydro | Water |  | 5.1 |  | 0.48516 | 51 | 5.1e-05
R1302 | Erie Blvd. Hydro - Upper Hudson | Feeder Dam 5 | F | 24058 | S Glens Falls | Saratoga | NY | 1924-01-01 | 1.2 | 0.9 | 0.9 | 1.2 | 1.2 |  | Conventional Hydro | Water |  | 5.6 |  | 0.53272 | 56 | 5.6e-05
R1303 | Erie Blvd. Hydro - Upper Hudson | Sherman Island 1 | F | 24058 | Queensbury | Warren | NY | 2009-03-01 | 8 | 0 | 0 | 0 | 0 |  | Conventional Hydro | Water |  | 29.7 |  | 0.4238 | 297 | 0.000297
R1304 | Erie Blvd. Hydro - Upper Hudson | Sherman Island 2 | F | 24058 | Queensbury | Warren | NY | 1923-01-01 | 7.2 | 8.1 | 8.1 | 7.2 | 7.2 |  | Conventional Hydro | Water |  | 29 |  | 0.45979 | 290 | 0.00029
R1305 | Erie Blvd. Hydro - Upper Hudson | Sherman Island 3 | F | 24058 | Queensbury | Warren | NY | 1923-01-01 | 8.7 | 9.7 | 9.7 | 8.7 | 8.7 |  | Conventional Hydro | Water |  | 40.7 |  | 0.53404 | 407 | 0.000407
R1306 | Erie Blvd. Hydro - Upper Hudson | Sherman Island 4 | F | 24058 | Queensbury | Warren | NY | 1923-01-01 | 7.2 | 8.1 | 8.1 | 7.2 | 7.2 |  | Conventional Hydro | Water |  | 38.4 |  | 0.60883 | 384 | 0.000384
R1307 | Erie Blvd. Hydro - Upper Hudson | Sherman Island 5 | F | 24058 | Queensbury | Warren | NY | 1923-01-01 | 7.2 | 8.1 | 8.1 | 7.2 | 7.2 |  | Conventional Hydro | Water |  | 22.7 |  | 0.35991 | 227 | 0.000227
R1308 | Erie Blvd. Hydro - Upper Hudson | Sherman Island 6 | F | 24058 | Queensbury | Warren | NY | 2009-02-02 | 1.3 | 0 | 0 | 0 | 0 |  | Conventional Hydro | Water |  | 9.6 |  | 0.84299 | 96 | 9.6e-05
R1309 | Erie Blvd. Hydro - Upper Hudson | Spier Falls 1 | F | 24058 | Moreau | Saratoga | NY | 1924-01-01 | 6.8 | 8.4 | 8.4 | 6.8 | 6.8 |  | Conventional Hydro | Water |  | 66 |  |  | 660 | 0.00066
R1310 | Erie Blvd. Hydro - Upper Hudson | Spier Falls 2 | F | 24058 | Moreau | Saratoga | NY | 1930-01-01 | 37.6 | 46.9 | 46.9 | 37.6 | 37.6 |  | Conventional Hydro | Water |  | 173.2 |  | 0.52584 | 1732 | 0.001732
R1311 | Erie Blvd. Hydro - Upper Hudson | Stewarts Bridge 1 | F | 24058 | Hadley | Saratoga | NY | 1952-01-01 | 30 | 35.8 | 35.8 | 30 | 30 |  | Conventional Hydro | Water |  | 103.5 |  | 0.39384 | 1035 | 0.001035
R1312 | Erie Blvd. Hydro - Upper Hudson | Stewarts Bridge 2 | F | 24058 | Hadley | Saratoga | NY | 2013-06-01 | 2.5 | 0 | 0 | 0 | 0 |  | Conventional Hydro | Water |  | 20.8 |  | 0.94977 | 208 | 0.000208
R1358 | Indeck-Corinth LP | Indeck-Corinth | F | 23802 | Corinth | Saratoga | NY | 1995-07-01 | 147 | 131.2 | 134 | 130.7 | 135.2 | YES | Combined Cycle | Natural Gas | No. 2 Fuel Oil | 694.2 |  | 0.53909 | 307530.6 | 0.30753
R1364 | Innovative Energy Systems, Inc. | Colonie LFGTE | F | 323577 | Colonie | Albany | NY | 2006-03-01 | 6.4 | 6.4 | 6.4 | 6.4 | 6.4 |  | Internal Combustion | Bio Gas |  | 33.7 |  | 0.6011 | 370.7 | 0.0003707
R1366 | Innovative Energy Systems, Inc. | Fulton LFGE | F | 323630 | Johnstown | Fulton | NY | 2010-06-04 | 3.2 | 0 | 0 | 0 | 0 |  | Internal Combustion | Bio Gas |  | 13.8 |  | 0.49229 | 151.8 | 0.0001518
R1451 | New Athens Generating Company, LLC | Athens 1 | F | 23668 | Athens | Greene | NY | 2004-05-01 | 441 | 316.6 | 399.9 | 331 | 395.1 | YES | Combined Cycle | Natural Gas | No. 2 Fuel Oil | 1450.1 |  | 0.37537 | 642394.3 | 0.64239
R1452 | New Athens Generating Company, LLC | Athens 2 | F | 23670 | Athens | Greene | NY | 2004-05-01 | 441 | 315.6 | 398.6 | 328.8 | 399 | YES | Combined Cycle | Natural Gas | No. 2 Fuel Oil | 879.8 |  | 0.22774 | 389751.4 | 0.38975
R1453 | New Athens Generating Company, LLC | Athens 3 | F | 23677 | Athens | Greene | NY | 2004-05-01 | 441 | 312.8 | 395.1 | 329 | 395 | YES | Combined Cycle | Natural Gas | No. 2 Fuel Oil | 1292.1 |  | 0.33447 | 572400.3 | 0.5724
R1458 | New York Power Authority | Gilboa 1 (IIFO - 1/1/2019) | F | 23756 | Gilboa NY | Schoharie | NY | 1973-07-01 | 290 | 290.7 | 290.7 | 293.7 | 292.5 |  | Pumped Storage Hydro | Water |  | 38.7 | (13) (I) | 0.015234 | 387 | 0.000387
R1459 | New York Power Authority | Gilboa 2 | F | 23757 | Gilboa NY | Schoharie | NY | 1973-07-01 | 290 | 291.2 | 291.2 | 292.3 | 291.7 |  | Pumped Storage Hydro | Water |  | 216.8 |  | 0.085341 | 2168 | 0.002168
R1460 | New York Power Authority | Gilboa 3 | F | 23758 | Gilboa NY | Schoharie | NY | 1973-07-01 | 290 | 291.7 | 291.7 | 292.3 | 291.9 |  | Pumped Storage Hydro | Water |  | 13.1 |  | 0.0051567 | 131 | 0.000131
R1461 | New York Power Authority | Gilboa 4 | F | 23759 | Gilboa NY | Schoharie | NY | 1973-07-01 | 290 | 291.5 | 291.5 | 293 | 292.6 |  | Pumped Storage Hydro | Water |  | 138.2 |  | 0.054401 | 1382 | 0.001382
R1463 | New York Power Authority | Crescent 1 | F | 24018 | Crescent | Albany | NY | 1991-07-01 | 2.8 | 3.2 | 3.2 | 2.8 | 2.8 |  | Conventional Hydro | Water |  | 15.6 |  | 0.63601 | 156 | 0.000156
R1464 | New York Power Authority | Crescent 2 | F | 24018 | Crescent | Albany | NY | 1991-07-01 | 2.8 | 3.2 | 3.2 | 2.8 | 2.8 |  | Conventional Hydro | Water |  | 16 |  | 0.65232 | 160 | 0.00016
R1465 | New York Power Authority | Crescent 3 | F | 24018 | Crescent | Albany | NY | 1991-07-01 | 3 | 3.2 | 3.2 | 3 | 3 |  | Conventional Hydro | Water |  | 19.4 |  | 0.7382 | 194 | 0.000194
R1466 | New York Power Authority | Crescent 4 | F | 24018 | Crescent | Albany | NY | 1991-07-01 | 3 | 3.2 | 3.2 | 3 | 3 |  | Conventional Hydro | Water |  | 18.4 |  | 0.70015 | 184 | 0.000184
R1488 | New York Power Authority | Vischer Ferry 1 | F | 24020 | Vischer Ferry | Saratoga | NY | 1991-07-01 | 2.8 | 3.2 | 3.2 | 2.8 | 2.9 |  | Conventional Hydro | Water |  | 12.7 |  | 0.51778 | 127 | 0.000127
R1489 | New York Power Authority | Vischer Ferry 2 | F | 24020 | Vischer Ferry | Saratoga | NY | 1991-07-01 | 2.8 | 3.2 | 3.2 | 2.8 | 2.9 |  | Conventional Hydro | Water |  | 14.4 |  | 0.58708 | 144 | 0.000144
R1490 | New York Power Authority | Vischer Ferry 3 | F | 24020 | Vischer Ferry | Saratoga | NY | 1991-07-01 | 3 | 3.2 | 3.2 | 3 | 2.9 |  | Conventional Hydro | Water |  | 18 |  | 0.68493 | 180 | 0.00018
R1491 | New York Power Authority | Vischer Ferry 4 | F | 24020 | Vischer Ferry | Saratoga | NY | 1991-07-01 | 3 | 3.2 | 3.2 | 3 | 2.9 |  | Conventional Hydro | Water |  | 19.4 |  | 0.7382 | 194 | 0.000194
R1516 | New York State Elec. & Gas Corp. | Mechanicville 1 | F | 23645 | Stillwater | Saratoga | NY | 1983-09-01 | 9.2 | 10 | 10 | 9.2 | 9.3 |  | Conventional Hydro | Water |  | 33.7 |  | 0.41816 | 337 | 0.000337
R1517 | New York State Elec. & Gas Corp. | Mechanicville 2 | F | 23645 | Stillwater | Saratoga | NY | 1983-09-01 | 9.3 | 10 | 10 | 9.3 | 9.3 |  | Conventional Hydro | Water |  | 35.9 |  | 0.44066 | 359 | 0.000359
R1527 | Niagara Mohawk Power Corp. | Boralex - Hudson Falls | F | 24011 | Hudson Falls | Washington | NY | 1995-10-01 | 44 | 43.7 | 43.7 | 0 | 0 |  | Conventional Hydro | Water |  | 201.6 |  | 0.52304 | 2016 | 0.002016
R1528 | Niagara Mohawk Power Corp. | Boralex - South Glens Falls | F | 24028 | Moreau | Saratoga | NY | 1994-12-01 | 13.8 | 14.8 | 14.8 | 0 | 0 |  | Conventional Hydro | Water |  | 76.9 |  | 0.63613 | 769 | 0.000769
R1529 | Niagara Mohawk Power Corp. | CHI-LaChute | F | 1654 | Ticonderoga | Essex | NY | 1987-12-01 | 9 | 8.9 | 8.9 | 0 | 0 |  | Conventional Hydro | Water |  | 30.2 |  | 0.38305 | 302 | 0.000302
R1534 | Niagara Mohawk Power Corp. | International Paper - Curtis | F | 1655 | Corinth | Saratoga | NY | 1986-01-01 | 9.8 | 30.8 | 30.8 | 0 | 0 |  | Conventional Hydro | Water |  | 320.9 | (G) |  | 3209 | 0.003209
R1535 | Niagara Mohawk Power Corp. | International Paper - Palmer | F | 1655 | Corinth | Saratoga | NY | 1986-01-01 | 49.2 | 30.8 | 30.8 | 0 | 0 |  | Conventional Hydro | Water
R1550 | Niagara Mohawk Power Corp. | Boralex - Middle Falls | F | 23643 | Easton | Washington | NY | 1989-12-01 | 2.2 | 0 | 0 | 0 | 0 |  | Conventional Hydro | Water |  | 12.5 |  | 0.64861 | 125 | 0.000125
R1563 | Niagara Mohawk Power Corp. | Champlain Spinner | F | 23643 | Whitehall | Essex | NY | 1992-07-01 | 0.4 | 0 | 0 | 0 | 0 |  | Conventional Hydro | Water |  | 0.8 |  | 0.22831 | 8 | 8e-06
R1564 | Niagara Mohawk Power Corp. | Chittenden Falls | F | 23643 | Stuyvesant | Columbia | NY | 1995-12-01 | 0.6 | 0 | 0 | 0 | 0 |  | Conventional Hydro | Water
R1565 | Niagara Mohawk Power Corp. | Christine Falls Hydro | F | 23643 | Wells | Hamilton | NY | 1987-12-01 | 0.85 | 0 | 0 | 0 | 0 |  | Conventional Hydro | Water
R1570 | Niagara Mohawk Power Corp. | City of Watervliet Hydro | F | 23643 | Guilderland | Albany | NY | 1986-01-01 | 1.5 | 0 | 0 | 0 | 0 |  | Conventional Hydro | Water |  | 2.6 |  | 0.19787 | 26 | 2.6e-05
R1571 | Niagara Mohawk Power Corp. | Cons. HY-Victory | F | 23643 | Victory Falls | Saratoga | NY | 1986-12-01 | 1.7 | 0 | 0 | 0 | 0 |  | Conventional Hydro | Water |  | 6.6 |  | 0.44319 | 66 | 6.6e-05
R1573 | Niagara Mohawk Power Corp. | Cottrell Paper | F | 23643 | Rock City Falls | Saratoga | NY | 1987-01-01 | 0.3 | 0 | 0 | 0 | 0 |  | Conventional Hydro | Water
R1575 | Niagara Mohawk Power Corp. | Edison Hydro Electric | F | 23643 | Stottville | Columbia | NY | 2009-11-01 | 0.3 | 0 | 0 | 0 | 0 |  | Conventional Hydro | Water |  | 0.5 |  | 0.19026 | 5 | 5e-06
R1577 | Niagara Mohawk Power Corp. | Finch Paper LLC - Glens Falls | F | 23643 | Glens Falls | Warren | NY | 2009-11-01 | 11.8 | 0 | 0 | 0 | 0 |  | Conventional Hydro | Water |  | 0.2 |  | 0.0019348 | 2 | 2e-06
R1578 | Niagara Mohawk Power Corp. | Finch Pruyn | F | 23643 | Glens Falls | Warren | NY | 1989-12-01 | 29 | 0 | 0 | 0 | 0 |  | Conventional Hydro | Water
R1580 | Niagara Mohawk Power Corp. | Fort Miller Assoc (Hudson River) | F | 23643 | Schuylerville | Saratoga | NY | 1985-10-01 | 5 | 0 | 0 | 0 | 0 |  | Conventional Hydro | Water |  | 22.7 |  | 0.51826 | 227 | 0.000227
R1583 | Niagara Mohawk Power Corp. | Gloversville Johnstown WWT | F | 23643 | Gloversville | Fulton | NY | 2010-01-01 | 0.7 | 0 | 0 | 0 | 0 |  | Internal Combustion | Bio Gas |  | 1.2 |  | 0.19569 | 13.2 | 1.32e-05
R1584 | Niagara Mohawk Power Corp. | Green Island Power Authority | F | 23643 | Green Island | Albany | NY | 1971-01-01 | 6 | 0 | 0 | 0 | 0 |  | Conventional Hydro | Water |  | 39.8 |  | 0.75723 | 398 | 0.000398
R1586 | Niagara Mohawk Power Corp. | Hollings&Vose-Center | F | 23643 | Easton | Washington | NY | 1986-01-01 | 0.4 | 0 | 0 | 0 | 0 |  | Conventional Hydro | Water |  | 0.7 |  | 0.19977 | 7 | 7e-06
R1587 | Niagara Mohawk Power Corp. | Hollings&Vose-Lower | F | 23643 | Easton | Washington | NY | 1986-01-01 | 0.4 | 0 | 0 | 0 | 0 |  | Conventional Hydro | Water
R1588 | Niagara Mohawk Power Corp. | Hollings&Vose-Upper | F | 23643 | Easton | Washington | NY | 1986-01-01 | 0.4 | 0 | 0 | 0 | 0 |  | Conventional Hydro | Water
R1590 | Niagara Mohawk Power Corp. | Hoosick Falls | F | 23643 | Hoosick Falls | Rensselaer | NY | 1988-08-01 | 0.6 | 0 | 0 | 0 | 0 |  | Conventional Hydro | Water
R1599 | Niagara Mohawk Power Corp. | Mechanicville | F | 23643 | Halfmoon | Saratoga | NY | 2005-03-01 | 3.8 | 0 | 0 | 0 | 0 |  | Conventional Hydro | Water |  | 21.9 |  | 0.65789 | 219 | 0.000219
R1600 | Niagara Mohawk Power Corp. | Mount Ida Hydro | F | 23643 | Troy | Rensselaer | NY | 1986-01-01 | 3 | 0 | 0 | 0 | 0 |  | Conventional Hydro | Water |  | 8.9 |  | 0.33866 | 89 | 8.9e-05
R1602 | Niagara Mohawk Power Corp. | Mountainaire Massage Spa | F | 23643 | Wevertown | Warren | NY | 2009-11-01 |  | 0 | 0 | 0 | 0 |  | Conventional Hydro | Water
R1611 | Niagara Mohawk Power Corp. | Riverrat Glass & Electric | F | 23643 | Wadhams | Essex | NY | 1986-01-01 | 0.6 | 0 | 0 | 0 | 0 |  | Conventional Hydro | Water
R1615 | Niagara Mohawk Power Corp. | Stevens&Thompson Paper Co. | F | 23643 | Middle Falls | Washington | NY | 1987-12-01 | 10.5 | 0 | 0 | 0 | 0 |  | Conventional Hydro | Water |  | 30.3 |  | 0.32942 | 303 | 0.000303
R1617 | Niagara Mohawk Power Corp. | Stillwater Hydro Partners LP | F | 23643 | Stillwater | Saratoga | NY | 1993-04-01 | 3.4 | 0 | 0 | 0 | 0 |  | Conventional Hydro | Water |  | 13.9 |  | 0.46669 | 139 | 0.000139
R1618 | Niagara Mohawk Power Corp. | Stuyvesant Falls Hydro | F | 23643 | Stuyvesant | Columbia | NY | 2013-02-01 | 7 | 0 | 0 | 0 | 0 |  | Conventional Hydro | Water |  | 19.5 |  | 0.318 | 195 | 0.000195
R1620 | Niagara Mohawk Power Corp. | Synergics - Middle Greenwich | F | 23643 | Greenwich | Washington | NY | 1987-12-01 | 0.2 | 0 | 0 | 0 | 0 |  | Conventional Hydro | Water
R1622 | Niagara Mohawk Power Corp. | Synergics - Upper Greenwich | F | 23643 | Greenwich | Washington | NY | 1987-12-01 | 0.4 | 0 | 0 | 0 | 0 |  | Conventional Hydro | Water
R1624 | Niagara Mohawk Power Corp. | Town of Wells (Lake Algonquin) | F | 23643 | Wells | Hamilton | NY | 1987-12-01 | 0.5 | 0 | 0 | 0 | 0 |  | Conventional Hydro | Water |  | 1.6 |  | 0.3653 | 16 | 1.6e-05
R1625 | Niagara Mohawk Power Corp. | Tri-City JATC | F | 23643 | Latham | Albany | NY | 2009-11-01 | 0 | 0 | 0 | 0 | 0 |  | Internal Combustion | Natural Gas
R1628 | Niagara Mohawk Power Corp. | Valatie Falls | F | 23643 | Valatie | Columbia | NY | 1992-12-01 | 0.1 | 0 | 0 | 0 | 0 |  | Conventional Hydro | Water |  | 0.3 |  | 0.34247 | 3 | 3e-06
R1629 | Niagara Mohawk Power Corp. | Valley Falls Assoc. | F | 23643 | Valley Falls | Rensselaer | NY | 1985-08-01 | 2.5 | 0 | 0 | 0 | 0 |  | Conventional Hydro | Water |  | 7.1 |  | 0.3242 | 71 | 7.1e-05
R1670 | PSEG Energy Resource & Trade, LLC | Bethlehem Energy Center | F | 323570 | Bethlehem | Albany | NY | 2005-07-01 | 893.1 | 835 | 924.8 | 814.6 | 908.5 | YES | Combined Cycle | Natural Gas | No. 2 Fuel Oil | 5142.1 |  | 0.65726 | 2277950.3 | 2.278
R1702 | Stephentown Spindle LLC | Beacon LESR | F | 323632 | Stephentown | Rensselaer | NY | 2010-11-29 | 20 | 0 | 0 | 0 | 0 |  | Energy Storage | Fly Wheel
R1708 | Wheelabrator Hudson Falls, LLC | Wheelabrator Hudson Falls | F | 23798 | Hudson Falls | Washington | NY | 1991-10-01 | 14.4 | 12.7 | 12.7 | 10.5 | 11 |  | Steam Turbine (Fossil) | Refuse |  | 76.8 |  | 0.60883 | 1766.4 | 0.0017664
Totals | [8 empty] | 5360 | [8 empty] | 14781 |  |  | 5434300.3 | 5.4343

## Zone G
Line No. | Billing Org | Station Unit | Zone | PTID | Town | Cnty | St | YYY-MM-DD | Nameplate MW | CRIS SUM MW | CRIS WIN MW | CAPABILITY SUM MW | CAPABILITY WIN MW | DUAL | Unit Type | Fuel Type 1 | Fuel Type 2 | 2018 GWh | Notes | Capacity | CO2 Emissions MTCO2 | CO2 Emissions MMTCO2
R1086 | Central Hudson Gas & Elec. Corp. | Coxsackie GT | G | 23611 | Coxsackie | Greene | NY | 1969-12-01 | 21.6 | 19.9 | 26 | 19.5 | 23.7 | YES | Combustion Turbine | Kerosene | Natural Gas | 0.6 |  | 0.003171 | 156 | 0.000156
R1087 | Central Hudson Gas & Elec. Corp. | Dashville 1 | G | 23610 | Rifton | Ulster | NY | 1920-01-01 | 2.4 | 2.7 | 2.7 | 0 | 0 |  | Conventional Hydro | Water
R1088 | Central Hudson Gas & Elec. Corp. | Dashville 2 | G | 23610 | Rifton | Ulster | NY | 1920-01-01 | 2.4 | 2.7 | 2.7 | 0 | 0 |  | Conventional Hydro | Water
R1089 | Central Hudson Gas & Elec. Corp. | DCRRA | G | 23765 | Poughkeepsie | Dutchess | NY | 1987-09-01 | 9.2 | 8.8 | 8.8 | 6.2 | 6.9 |  | Steam Turbine (Fossil) | Refuse |  | 23.4 |  | 0.29035 | 538.2 | 0.0005382
R1090 | Central Hudson Gas & Elec. Corp. | High Falls | G | 23754 | Marbletown | Ulster | NY | 1986-12-01 | 3.2 | 3 | 3 | 0 | 0 |  | Conventional Hydro | Water
R1091 | Central Hudson Gas & Elec. Corp. | Millpond | G | 5004 | Catskill | Greene | NY | 1993-12-01 | 0.9 | 0 | 0 | 0 | 0 |  | Conventional Hydro | Water
R1092 | Central Hudson Gas & Elec. Corp. | Montgomery West | G | 5005 | Montgomery | Orange | NY | 1985-11-01 | 0.2 | 0 | 0 | 0 | 0 |  | Conventional Hydro | Water
R1093 | Central Hudson Gas & Elec. Corp. | Salisbury Mills | G | 5006 | Salisbury Mills | Orange | NY | 1986-12-01 | 0.5 | 0 | 0 | 0 | 0 |  | Conventional Hydro | Water
R1094 | Central Hudson Gas & Elec. Corp. | South Cairo | G | 23612 | Cairo | Greene | NY | 1970-06-01 | 21.6 | 19.8 | 25.9 | 18.6 | 23.4 |  | Combustion Turbine | Kerosene |  | 0.3 |  | 0.0015855 | 78 | 7.8e-05
R1095 | Central Hudson Gas & Elec. Corp. | Sturgeon 1 | G | 23609 | Rifton | Ulster | NY | 1924-01-01 | 4.8 | 5 | 5 | 0 | 0 |  | Conventional Hydro | Water
R1096 | Central Hudson Gas & Elec. Corp. | Sturgeon 2 | G | 23609 | Rifton | Ulster | NY | 1924-01-01 | 4.8 | 5.8 | 5.8 | 0 | 0 |  | Conventional Hydro | Water
R1097 | Central Hudson Gas & Elec. Corp. | Sturgeon 3 | G | 23609 | Rifton | Ulster | NY | 1924-01-01 | 4.8 | 5 | 5 | 0 | 0 |  | Conventional Hydro | Water
R1098 | Central Hudson Gas & Elec. Corp. | Wallkill | G | 5007 | Shwangunk | Ulster | NY | 1986-12-01 | 0.5 | 0 | 0 | 0 | 0 |  | Conventional Hydro | Water
R1099 | Central Hudson Gas & Elec. Corp. | Wappingers Falls | G | 23765 | Wappingers Falls | Dutchess | NY | 1988-12-01 | 2 | 2 | 2 | 2 | 2 |  | Conventional Hydro | Water |  | 11.2 |  | 0.63927 | 112 | 0.000112
R1115 | Consolidated Edison Energy, Inc. | Danskammer 1 | G | 23586 | Newburgh | Orange | NY | 1951-12-01 | 72 | 69 | 69 | 69.6 | 69 | YES | Steam Turbine (Fossil) | Natural Gas | No. 6 Fuel Oil | 2.7 |  | 0.0042808 | 1196.1 | 0.0011961
R1116 | Consolidated Edison Energy, Inc. | Danskammer 2 | G | 23589 | Newburgh | Orange | NY | 1954-09-01 | 73.5 | 64.7 | 64.7 | 65.1 | 67 | YES | Steam Turbine (Fossil) | Natural Gas | No. 6 Fuel Oil | 2.7 |  | 0.0041935 | 1196.1 | 0.0011961
R1117 | Consolidated Edison Energy, Inc. | Danskammer 3 | G | 23590 | Newburgh | Orange | NY | 1959-10-01 | 147.1 | 139.2 | 139.2 | 136.7 | 140.6 |  | Steam Turbine (Fossil) | Natural Gas |  | 14.2 |  | 0.01102 | 6290.6 | 0.0062906
R1118 | Consolidated Edison Energy, Inc. | Danskammer 4 | G | 23591 | Newburgh | Orange | NY | 1967-09-01 | 239.4 | 238.2 | 238.2 | 224 | 228.7 |  | Steam Turbine (Fossil) | Natural Gas |  | 10.9 |  | 0.0051975 | 4828.7 | 0.0048287
R1122 | Consolidated Edison Energy, Inc. | Roseton 1 | G | 23587 | Newburgh | Orange | NY | 1974-12-01 | 621 | 614.8 | 614.8 | 584.2 | 608 | YES | Steam Turbine (Fossil) | No. 6 Fuel Oil | Natural Gas | 264.8 |  | 0.048677 | 196746.4 | 0.19675
R1123 | Consolidated Edison Energy, Inc. | Roseton 2 | G | 23588 | Newburgh | Orange | NY | 1974-09-01 | 621 | 605.7 | 605.7 | 600 | 603.5 | YES | Steam Turbine (Fossil) | No. 6 Fuel Oil | Natural Gas | 251.7 |  | 0.046269 | 187013.1 | 0.18701
R1127 | Consolidated Hydro New York, Inc. | Groveville Hydro | G | 323602 | Beacon | Dutchess | NY | 1983-12-01 | 0.9 | 0.9 | 0.9 | 0 | 0 |  | Conventional Hydro | Water
R1128 | Consolidated Hydro New York, Inc. | Walden Hydro | G | 24148 | Walden | Orange | NY | 1983-12-01 | 2.4 | 0 | 0 | 0 | 0 |  | Conventional Hydro | Water |  | 3.8 |  | 0.18075 | 38 | 3.8e-05
R1131 | CPV Valley, LLC | CPV_VALLEY___CC1 | G | 323721 | Wawayanda | Orange | NY | 2018-03-01 | 385 | 340 | 380.5 | 309.3 | 377.8 | YES | Combined Cycle | Natural Gas | No. 2 Fuel Oil | 686.8 | (6) (N) | 0.20364 | 304252.4 | 0.30425
R1132 | CPV Valley, LLC | CPV_VALLEY___CC2 | G | 323722 | Wawayanda | Orange | NY | 2018-03-01 | 385 | 340 | 380.5 | 312.4 | 377.2 | YES | Combined Cycle | Natural Gas | No. 2 Fuel Oil | 667.3 | (7) (N) | 0.19786 | 295613.9 | 0.29561
R1135 | Eagle Creek Hydro Power, LLC | Mongaup 1 | G | 23641 | Forestburg | Sullivan | NY | 1923-07-01 | 1 | 0.9 | 0.9 | 1 | 1 |  | Conventional Hydro | Water |  | 15.1 | (G) |  | 151 | 0.000151
R1136 | Eagle Creek Hydro Power, LLC | Mongaup 2 | G | 23641 | Forestburg | Sullivan | NY | 1923-07-01 | 1 | 1 | 1 | 1 | 1 |  | Conventional Hydro | Water
R1137 | Eagle Creek Hydro Power, LLC | Mongaup 3 | G | 23641 | Forestburg | Sullivan | NY | 1923-07-01 | 1 | 1 | 1 | 1 | 1 |  | Conventional Hydro | Water
R1138 | Eagle Creek Hydro Power, LLC | Mongaup 4 | G | 23641 | Forestburg | Sullivan | NY | 1926-01-01 | 1 | 1 | 1 | 1 | 1 |  | Conventional Hydro | Water
R1139 | Eagle Creek Hydro Power, LLC | Rio | G | 23641 | Glen Spey | Sullivan | NY | 1927-12-01 | 10.8 | 10.8 | 10.8 | 10.6 | 10.7 |  | Conventional Hydro | Water |  | 42.3 |  | 0.44711 | 423 | 0.000423
R1140 | Eagle Creek Hydro Power, LLC | Swinging Bridge 2 | G | 23641 | Forestburg | Sullivan | NY | 1930-02-01 | 7 | 7.9 | 7.9 | 6.9 | 7 |  | Conventional Hydro | Water |  | 20.3 |  | 0.33105 | 203 | 0.000203
R1322 | Erie Blvd. Hydropower LP | West Delaware Hydro | G | 323627 | Grahamsville | Sullivan | NY | 1988-12-01 | 7.5 | 7.5 | 7.5 | 7.5 | 7.5 |  | Conventional Hydro | Water |  | 11.5 |  | 0.17504 | 115 | 0.000115
R1339 | GenOn Energy Management, LLC | Bowline 1 | G | 23526 | West Haverstraw | Rockland | NY | 1972-09-01 | 621 | 577.7 | 577.7 | 556.8 | 549.5 | YES | Steam Turbine (Fossil) | Natural Gas | No. 6 Fuel Oil | 238.4 |  | 0.043824 | 105611.2 | 0.10561
R1340 | GenOn Energy Management, LLC | Bowline 2 | G | 23595 | West Haverstraw | Rockland | NY | 1974-05-01 | 621 | 567.4 | 567.4 | 547.5 | 567.9 | YES | Steam Turbine (Fossil) | Natural Gas | No. 6 Fuel Oil | 229.3 |  | 0.042151 | 101579.9 | 0.10158
R1454 | New York Power Authority | Ashokan 1 | G | 23654 | Ashokan | Ulster | NY | 1982-11-01 | 2.3 | 1.8 | 1.8 | 2.3 | 2.3 |  | Conventional Hydro | Water |  | 4.6 |  | 0.22831 | 46 | 4.6e-05
R1455 | New York Power Authority | Ashokan 2 | G | 23654 | Ashokan | Ulster | NY | 1982-11-01 | 2.3 | 1.8 | 1.8 | 2.3 | 2.3 |  | Conventional Hydro | Water |  | 8.1 |  | 0.40203 | 81 | 8.1e-05
R1470 | New York Power Authority | Grahamsville | G | 23607 | Grahamsville | Sullivan | NY | 1956-12-01 | 18 | 16.3 | 16.3 | 18 | 18 |  | Conventional Hydro | Water |  | 95.3 |  | 0.60439 | 953 | 0.000953
R1483 | New York Power Authority | Neversink | G | 23608 | Grahamsville | Sullivan | NY | 1953-12-01 | 25 | 22 | 22 | 25 | 25 |  | Conventional Hydro | Water |  | 7.3 |  | 0.033333 | 73 | 7.3e-05
R1666 | Orange and Rockland Utilities | Buttermilk Falls | G | 5055 | Highland Falls | Orange | NY | 1986-12-01 | 0.1 | 0 | 0 | 0 | 0 |  | Conventional Hydro | Water
R1668 | Orange and Rockland Utilities | Landfill G.Part19 | G | 5057 | Goshen | Orange | NY | 1988-12-01 | 2.5 | 0 | 0 | 0 | 0 |  | Internal Combustion | Bio Gas
R1669 | Orange and Rockland Utilities | Middletown LFG | G | 5058 | Goshen | Orange | NY | 1988-12-01 | 3 | 0 | 0 | 0 | 0 |  | Internal Combustion | Bio Gas
R1696 | Seneca Power Partners, L.P. | Hillburn GT | G | 23639 | Hillburn | Rockland | NY | 1971-04-01 | 46.5 | 37.9 | 51.8 | 35.4 | 45.1 | YES | Jet Engine | Natural Gas | Kerosene | 0.4 |  | 0.00098198 | 177.2 | 0.0001772
R1697 | Seneca Power Partners, L.P. | Shoemaker GT | G | 23640 | Middletown | Orange | NY | 1971-05-01 | 41.9 | 33.1 | 45.2 | 32.7 | 40.8 | YES | Jet Engine | Natural Gas | Kerosene | 0.4 |  | 0.0010898 | 177.2 | 0.0001772
Totals | [8 empty] | 4039.1 | [8 empty] | 2613.4 |  |  | 1207650 | 1.2076

## Zone H
Line No. | Billing Org | Station Unit | Zone | PTID | Town | Cnty | St | YYY-MM-DD | Nameplate MW | CRIS SUM MW | CRIS WIN MW | CAPABILITY SUM MW | CAPABILITY WIN MW | DUAL | Unit Type | Fuel Type 1 | Fuel Type 2 | 2018 GWh | Notes | Capacity | CO2 Emissions MTCO2 | CO2 Emissions MMTCO2
R1150 | Entergy Nuclear Power Marketing LLC | Indian Point 2 | H | 23530 | Buchanan | Westchester | NY | 1973-08-01 | 1299 | 1026.5 | 1026.5 | 1016.1 | 1025.9 |  | Steam (PWR Nuclear) | Uranium |  | 8000.5 |  | 0.70308 | 528033 | 0.52803
R1151 | Entergy Nuclear Power Marketing LLC | Indian Point 3 | H | 23531 | Buchanan | Westchester | NY | 1976-04-01 | 1012 | 1040.4 | 1040.4 | 1037.9 | 1039.9 |  | Steam (PWR Nuclear) | Uranium |  | 8333.5 |  | 0.94003 | 550011 | 0.55001
R1709 | Wheelabrator Westchester, LP | Wheelabrator Westchester | H | 23653 | Peekskill | Westchester | NY | 1984-04-01 | 59.7 | 53.5 | 53.5 | 52 | 51.6 |  | Steam Turbine (Fossil) | Refuse |  | 392 |  | 0.74956 | 9016 | 0.009016
Totals | [8 empty] | 2370.7 | [8 empty] | 16726 |  |  | 1087060 | 1.0871

## Zone I
Line No. | Billing Org | Station Unit | Zone | PTID | Town | Cnty | St | YYY-MM-DD | Nameplate MW | CRIS SUM MW | CRIS WIN MW | CAPABILITY SUM MW | CAPABILITY WIN MW | DUAL | Unit Type | Fuel Type 1 | Fuel Type 2 | 2018 GWh | Notes | Capacity | CO2 Emissions MTCO2 | CO2 Emissions MMTCO2
R1505 | New York State Elec. & Gas Corp. | Croton Falls Hydro | I | 5017 | North Salem | Westchester | NY | 1987-01-01 | 0.2 | 0 | 0 | 0 | 0 |  | Conventional Hydro | Water
Totals | [8 empty] | 0.2 | [8 empty] | 0 |  |  | 0 | 0

## Zone J
Line No. | Billing Org | Station Unit | Zone | PTID | Town | Cnty | St | YYY-MM-DD | Nameplate MW | CRIS SUM MW | CRIS WIN MW | CAPABILITY SUM MW | CAPABILITY WIN MW | DUAL | Unit Type | Fuel Type 1 | Fuel Type 2 | 2018 GWh | Notes | Capacity | CO2 Emissions MTCO2 | CO2 Emissions MMTCO2
R1001 | Astoria Energy II, LLC | Astoria Energy 2 - CC3 | J | 323677 | Queens | Queens | NY | 2011-07-01 | 330 | 288 | 376.3 | 286.5 | 331.8 | YES | Combined Cycle | Natural Gas | No. 2 Fuel Oil | 2750.3 | (G) | 0.9514 | 1218382.9 | 1.2184
R1002 | Astoria Energy II, LLC | Astoria Energy 2 - CC4 | J | 323678 | Queens | Queens | NY | 2011-07-01 | 330 | 288 | 376.3 | 286.5 | 331.8 | YES | Combined Cycle | Natural Gas | No. 2 Fuel Oil
R1003 | Astoria Energy, LLC | Astoria East Energy - CC1 | J | 323581 | Queens | Queens | NY | 2006-04-01 | 320 | 292.6 | 355.3 | 290.1 | 332.5 | YES | Combined Cycle | Natural Gas | No. 2 Fuel Oil | 3584.2 | (G) |  | 1587800.6 | 1.5878
R1004 | Astoria Energy, LLC | Astoria East Energy - CC2 | J | 323582 | Queens | Queens | NY | 2006-04-01 | 320 | 292.6 | 355.3 | 290.1 | 332.5 | YES | Combined Cycle | Natural Gas | No. 2 Fuel Oil
R1005 | Astoria Generating Company L.P. | Astoria 2 | J | 24149 | Queens | Queens | NY | 1954-03-01 | 180 | 177 | 177 | 172.4 | 170.5 |  | Steam Turbine (Fossil) | Natural Gas |  | 12.6 |  | 0.0079909 | 5581.8 | 0.0055818
R1006 | Astoria Generating Company L.P. | Astoria 3 | J | 23516 | Queens | Queens | NY | 1958-09-01 | 376 | 369.9 | 369.9 | 370.2 | 373.2 | YES | Steam Turbine (Fossil) | No. 6 Fuel Oil | Natural Gas | 307.3 |  | 0.093298 | 228323.9 | 0.22832
R1007 | Astoria Generating Company L.P. | Astoria 5 | J | 23518 | Queens | Queens | NY | 1962-05-01 | 387 | 376.3 | 376.3 | 376.9 | 384.2 | YES | Steam Turbine (Fossil) | No. 6 Fuel Oil | Natural Gas | 757.8 |  | 0.22353 | 563045.4 | 0.56305
R1008 | Astoria Generating Company L.P. | Astoria GT 01 | J | 23523 | Queens | Queens | NY | 1967-07-01 | 16 | 15.7 | 20.5 | 14.2 | 18.9 |  | Combustion Turbine | Natural Gas |  | 1 |  | 0.0071347 | 443 | 0.000443
R1009 | Astoria Generating Company L.P. | Gowanus 1-1 | J | 24077 | Brooklyn | Kings | NY | 1971-06-01 | 20 | 19.1 | 24.9 | 18.8 | 24.4 |  | Combustion Turbine | No. 2 Fuel Oil |  | 0.3 |  | 0.0017123 | 222.9 | 0.0002229
R1010 | Astoria Generating Company L.P. | Gowanus 1-2 | J | 24078 | Brooklyn | Kings | NY | 1971-06-01 | 20 | 17.1 | 22.3 | 19.4 | 24.9 |  | Combustion Turbine | No. 2 Fuel Oil |  | 0.2 |  | 0.0011416 | 148.6 | 0.0001486
R1011 | Astoria Generating Company L.P. | Gowanus 1-3 | J | 24079 | Brooklyn | Kings | NY | 1971-06-01 | 20 | 17.2 | 22.5 | 17.7 | 22.9 |  | Combustion Turbine | No. 2 Fuel Oil |  | 0.2 |  | 0.0011416 | 148.6 | 0.0001486
R1012 | Astoria Generating Company L.P. | Gowanus 1-4 | J | 24080 | Brooklyn | Kings | NY | 1971-06-01 | 20 | 17.1 | 22.3 | 16.7 | 21.3 |  | Combustion Turbine | No. 2 Fuel Oil |  | 0.1 |  | 0.00057078 | 74.3 | 7.43e-05
R1013 | Astoria Generating Company L.P. | Gowanus 1-5 | J | 24084 | Brooklyn | Kings | NY | 1971-06-01 | 20 | 16.5 | 21.6 | 17.2 | 22.3 |  | Combustion Turbine | No. 2 Fuel Oil |  | 0.1 |  | 0.00057078 | 74.3 | 7.43e-05
R1014 | Astoria Generating Company L.P. | Gowanus 1-6 | J | 24111 | Brooklyn | Kings | NY | 1971-06-01 | 20 | 18 | 23.5 | 16.6 | 21.4 |  | Combustion Turbine | No. 2 Fuel Oil |  | 0.1 |  | 0.00057078 | 74.3 | 7.43e-05
R1015 | Astoria Generating Company L.P. | Gowanus 1-7 | J | 24112 | Brooklyn | Kings | NY | 1971-06-01 | 20 | 17.6 | 23 | 17.6 | 22.4 |  | Combustion Turbine | No. 2 Fuel Oil |  | 0.1 |  | 0.00057078 | 74.3 | 7.43e-05
R1016 | Astoria Generating Company L.P. | Gowanus 1-8 | J | 24113 | Brooklyn | Kings | NY | 1971-06-01 | 20 | 16.1 | 21 | 15.9 | 20.9 |  | Combustion Turbine | No. 2 Fuel Oil
R1017 | Astoria Generating Company L.P. | Gowanus 2-1 | J | 24114 | Brooklyn | Kings | NY | 1971-06-01 | 20 | 17.9 | 23.4 | 17 | 22.5 | YES | Combustion Turbine | No. 2 Fuel Oil | Natural Gas | 1.9 |  | 0.010845 | 1411.7 | 0.0014117
R1018 | Astoria Generating Company L.P. | Gowanus 2-2 | J | 24115 | Brooklyn | Kings | NY | 1971-06-01 | 20 | 18.8 | 24.6 | 18.3 | 24.1 | YES | Combustion Turbine | No. 2 Fuel Oil | Natural Gas | 1.8 |  | 0.010274 | 1337.4 | 0.0013374
R1019 | Astoria Generating Company L.P. | Gowanus 2-3 | J | 24116 | Brooklyn | Kings | NY | 1971-06-01 | 20 | 20.6 | 26.9 | 19.1 | 24.9 | YES | Combustion Turbine | No. 2 Fuel Oil | Natural Gas | 1.9 |  | 0.010845 | 1411.7 | 0.0014117
R1020 | Astoria Generating Company L.P. | Gowanus 2-4 | J | 24117 | Brooklyn | Kings | NY | 1971-06-01 | 20 | 19.3 | 25.2 | 17.3 | 23.1 | YES | Combustion Turbine | No. 2 Fuel Oil | Natural Gas | 0.8 |  | 0.0045662 | 594.4 | 0.0005944
R1021 | Astoria Generating Company L.P. | Gowanus 2-5 | J | 24118 | Brooklyn | Kings | NY | 1971-06-01 | 20 | 18.6 | 24.3 | 18 | 23.4 | YES | Combustion Turbine | No. 2 Fuel Oil | Natural Gas | 0.6 |  | 0.0034247 | 445.8 | 0.0004458
R1022 | Astoria Generating Company L.P. | Gowanus 2-6 | J | 24119 | Brooklyn | Kings | NY | 1971-06-01 | 20 | 20.3 | 26.5 | 19.5 | 24.9 | YES | Combustion Turbine | No. 2 Fuel Oil | Natural Gas | 1 |  | 0.0057078 | 743 | 0.000743
R1023 | Astoria Generating Company L.P. | Gowanus 2-7 | J | 24120 | Brooklyn | Kings | NY | 1971-06-01 | 20 | 19.6 | 25.6 | 19.1 | 24.7 | YES | Combustion Turbine | No. 2 Fuel Oil | Natural Gas | 1 |  | 0.0057078 | 743 | 0.000743
R1024 | Astoria Generating Company L.P. | Gowanus 2-8 | J | 24121 | Brooklyn | Kings | NY | 1971-06-01 | 20 | 17.7 | 23.1 | 17.7 | 22.9 | YES | Combustion Turbine | No. 2 Fuel Oil | Natural Gas | 0.4 |  | 0.0022831 | 297.2 | 0.0002972
R1025 | Astoria Generating Company L.P. | Gowanus 3-1 | J | 24122 | Brooklyn | Kings | NY | 1971-07-01 | 20 | 17.7 | 23.1 | 16.9 | 21.9 | YES | Combustion Turbine | No. 2 Fuel Oil | Natural Gas | 0.9 |  | 0.005137 | 668.7 | 0.0006687
R1026 | Astoria Generating Company L.P. | Gowanus 3-2 | J | 24123 | Brooklyn | Kings | NY | 1971-07-01 | 20 | 17.7 | 23.1 | 17.1 | 22.6 | YES | Combustion Turbine | No. 2 Fuel Oil | Natural Gas | 0.7 |  | 0.0039954 | 520.1 | 0.0005201
R1027 | Astoria Generating Company L.P. | Gowanus 3-3 | J | 24124 | Brooklyn | Kings | NY | 1971-07-01 | 20 | 19.8 | 25.9 | 18 | 23.8 | YES | Combustion Turbine | No. 2 Fuel Oil | Natural Gas | 1 |  | 0.0057078 | 743 | 0.000743
R1028 | Astoria Generating Company L.P. | Gowanus 3-4 | J | 24125 | Brooklyn | Kings | NY | 1971-07-01 | 20 | 17.9 | 23.4 | 16.2 | 21.4 | YES | Combustion Turbine | No. 2 Fuel Oil | Natural Gas | 1 |  | 0.0057078 | 743 | 0.000743
R1029 | Astoria Generating Company L.P. | Gowanus 3-5 | J | 24126 | Brooklyn | Kings | NY | 1971-07-01 | 20 | 19 | 24.8 | 17.3 | 22.8 | YES | Combustion Turbine | No. 2 Fuel Oil | Natural Gas | 1.4 |  | 0.0079909 | 1040.2 | 0.0010402
R1030 | Astoria Generating Company L.P. | Gowanus 3-6 | J | 24127 | Brooklyn | Kings | NY | 1971-07-01 | 20 | 17.6 | 23 | 15.5 | 21 | YES | Combustion Turbine | No. 2 Fuel Oil | Natural Gas | 0.7 |  | 0.0039954 | 520.1 | 0.0005201
R1031 | Astoria Generating Company L.P. | Gowanus 3-7 | J | 24128 | Brooklyn | Kings | NY | 1971-07-01 | 20 | 18.1 | 23.6 | 18.1 | 23.9 | YES | Combustion Turbine | No. 2 Fuel Oil | Natural Gas | 0.5 |  | 0.0028539 | 371.5 | 0.0003715
R1032 | Astoria Generating Company L.P. | Gowanus 3-8 | J | 24129 | Brooklyn | Kings | NY | 1971-07-01 | 20 | 19 | 24.8 | 16.9 | 23.9 | YES | Combustion Turbine | No. 2 Fuel Oil | Natural Gas | 0.5 |  | 0.0028539 | 371.5 | 0.0003715
R1033 | Astoria Generating Company L.P. | Gowanus 4-1 | J | 24130 | Brooklyn | Kings | NY | 1971-07-01 | 20 | 16.8 | 21.9 | 18.9 | 24.4 |  | Combustion Turbine | No. 2 Fuel Oil |  | 0.2 |  | 0.0011416 | 148.6 | 0.0001486
R1034 | Astoria Generating Company L.P. | Gowanus 4-2 | J | 24131 | Brooklyn | Kings | NY | 1971-07-01 | 20 | 17.3 | 22.6 | 17.6 | 22.5 |  | Combustion Turbine | No. 2 Fuel Oil |  | 0.2 |  | 0.0011416 | 148.6 | 0.0001486
R1035 | Astoria Generating Company L.P. | Gowanus 4-3 | J | 24132 | Brooklyn | Kings | NY | 1971-07-01 | 20 | 17.6 | 23 | 16.6 | 20.4 |  | Combustion Turbine | No. 2 Fuel Oil |  | 0.1 |  | 0.00057078 | 74.3 | 7.43e-05
R1036 | Astoria Generating Company L.P. | Gowanus 4-4 | J | 24133 | Brooklyn | Kings | NY | 1971-07-01 | 20 | 17.1 | 22.3 | 16.5 | 22.3 |  | Combustion Turbine | No. 2 Fuel Oil |  | 0.1 |  | 0.00057078 | 74.3 | 7.43e-05
R1037 | Astoria Generating Company L.P. | Gowanus 4-5 | J | 24134 | Brooklyn | Kings | NY | 1971-07-01 | 20 | 17.1 | 22.3 | 16.4 | 22.1 |  | Combustion Turbine | No. 2 Fuel Oil |  | 0.1 |  | 0.00057078 | 74.3 | 7.43e-05
R1038 | Astoria Generating Company L.P. | Gowanus 4-6 | J | 24135 | Brooklyn | Kings | NY | 1971-07-01 | 20 | 18.6 | 24.3 | 18.1 | 23 |  | Combustion Turbine | No. 2 Fuel Oil |  | 0.1 |  | 0.00057078 | 74.3 | 7.43e-05
R1039 | Astoria Generating Company L.P. | Gowanus 4-7 | J | 24136 | Brooklyn | Kings | NY | 1971-07-01 | 20 | 16.6 | 21.7 | 17.2 | 21.7 |  | Combustion Turbine | No. 2 Fuel Oil
R1040 | Astoria Generating Company L.P. | Gowanus 4-8 | J | 24137 | Brooklyn | Kings | NY | 1971-07-01 | 20 | 19 | 24.8 | 17.4 | 21.9 |  | Combustion Turbine | No. 2 Fuel Oil |  | 0.2 |  | 0.0011416 | 148.6 | 0.0001486
R1041 | Astoria Generating Company L.P. | Narrows 1-1 | J | 24228 | Brooklyn | Kings | NY | 1972-05-01 | 22 | 21 | 27.4 | 19.3 | 24.9 | YES | Combustion Turbine | No. 2 Fuel Oil | Natural Gas | 6.4 |  | 0.033209 | 4755.2 | 0.0047552
R1042 | Astoria Generating Company L.P. | Narrows 1-2 | J | 24229 | Brooklyn | Kings | NY | 1972-05-01 | 22 | 19.5 | 25.5 | 17.1 | 23.8 | YES | Combustion Turbine | No. 2 Fuel Oil | Natural Gas | 3.6 |  | 0.01868 | 2674.8 | 0.0026748
R1043 | Astoria Generating Company L.P. | Narrows 1-3 | J | 24230 | Brooklyn | Kings | NY | 1972-05-01 | 22 | 20.4 | 26.6 | 18.3 | 24.9 | YES | Combustion Turbine | No. 2 Fuel Oil | Natural Gas | 4 |  | 0.020756 | 2972 | 0.002972
R1044 | Astoria Generating Company L.P. | Narrows 1-4 | J | 24231 | Brooklyn | Kings | NY | 1972-05-01 | 22 | 20.1 | 26.3 | 18.8 | 24.9 | YES | Combustion Turbine | No. 2 Fuel Oil | Natural Gas | 2.7 |  | 0.01401 | 2006.1 | 0.0020061
R1045 | Astoria Generating Company L.P. | Narrows 1-5 | J | 24232 | Brooklyn | Kings | NY | 1972-05-01 | 22 | 19.8 | 25.9 | 19.9 | 24.9 | YES | Combustion Turbine | No. 2 Fuel Oil | Natural Gas | 3 |  | 0.015567 | 2229 | 0.002229
R1046 | Astoria Generating Company L.P. | Narrows 1-6 | J | 24233 | Brooklyn | Kings | NY | 1972-05-01 | 22 | 18.9 | 24.7 | 16.5 | 22.2 | YES | Combustion Turbine | No. 2 Fuel Oil | Natural Gas | 3 |  | 0.015567 | 2229 | 0.002229
R1047 | Astoria Generating Company L.P. | Narrows 1-7 | J | 24234 | Brooklyn | Kings | NY | 1972-05-01 | 22 | 18.4 | 24 | 19.4 | 24.9 | YES | Combustion Turbine | No. 2 Fuel Oil | Natural Gas | 6.1 |  | 0.031652 | 4532.3 | 0.0045323
R1048 | Astoria Generating Company L.P. | Narrows 1-8 | J | 24235 | Brooklyn | Kings | NY | 1972-05-01 | 22 | 19.9 | 26 | 17.5 | 23.2 | YES | Combustion Turbine | No. 2 Fuel Oil | Natural Gas | 4.6 |  | 0.023869 | 3417.8 | 0.0034178
R1049 | Astoria Generating Company L.P. | Narrows 2-1 | J | 24236 | Brooklyn | Kings | NY | 1972-06-01 | 22 | 19.4 | 25.3 | 19.2 | 24.8 | YES | Combustion Turbine | No. 2 Fuel Oil | Natural Gas | 3.4 |  | 0.017642 | 2526.2 | 0.0025262
R1050 | Astoria Generating Company L.P. | Narrows 2-2 | J | 24237 | Brooklyn | Kings | NY | 1972-06-01 | 22 | 18.7 | 24.4 | 16.4 | 22.9 | YES | Combustion Turbine | No. 2 Fuel Oil | Natural Gas | 3.4 |  | 0.017642 | 2526.2 | 0.0025262
R1051 | Astoria Generating Company L.P. | Narrows 2-3 | J | 24238 | Brooklyn | Kings | NY | 1972-06-01 | 22 | 18.4 | 24 | 17.5 | 23.8 | YES | Combustion Turbine | No. 2 Fuel Oil | Natural Gas | 3.4 |  | 0.017642 | 2526.2 | 0.0025262
R1052 | Astoria Generating Company L.P. | Narrows 2-4 | J | 24239 | Brooklyn | Kings | NY | 1972-06-01 | 22 | 18.4 | 24 | 17.9 | 24.2 | YES | Combustion Turbine | No. 2 Fuel Oil | Natural Gas | 7 |  | 0.036322 | 5201 | 0.005201
R1053 | Astoria Generating Company L.P. | Narrows 2-5 | J | 24240 | Brooklyn | Kings | NY | 1972-06-01 | 22 | 19.9 | 26 | 18.1 | 24.4 | YES | Combustion Turbine | No. 2 Fuel Oil | Natural Gas | 4.8 |  | 0.024907 | 3566.4 | 0.0035664
R1054 | Astoria Generating Company L.P. | Narrows 2-6 | J | 24241 | Brooklyn | Kings | NY | 1972-06-01 | 22 | 18.1 | 23.6 | 16.3 | 21.9 | YES | Combustion Turbine | No. 2 Fuel Oil | Natural Gas | 2.8 |  | 0.014529 | 2080.4 | 0.0020804
R1055 | Astoria Generating Company L.P. | Narrows 2-7 | J | 24242 | Brooklyn | Kings | NY | 1972-06-01 | 22 | 20.7 | 27 | 18.5 | 24.9 | YES | Combustion Turbine | No. 2 Fuel Oil | Natural Gas | 6.6 |  | 0.034247 | 4903.8 | 0.0049038
R1056 | Astoria Generating Company L.P. | Narrows 2-8 | J | 24243 | Brooklyn | Kings | NY | 1972-06-01 | 22 | 17.5 | 22.9 | 16.3 | 21.9 | YES | Combustion Turbine | No. 2 Fuel Oil | Natural Gas | 6.4 |  | 0.033209 | 4755.2 | 0.0047552
R1075 | Calpine Energy Services LP | KIAC_JFK_GT1 | J | 23816 | Jamaica | Queens | NY | 1995-02-01 | 60.6 | 58.7 | 58.7 | 57.5 | 60.8 | YES | Combined Cycle | Natural Gas | No. 2 Fuel Oil | 603.1 | (G) |  | 267173.3 | 0.26717
R1076 | Calpine Energy Services LP | KIAC_JFK_GT2 | J | 23817 | Jamaica | Queens | NY | 1995-02-01 | 60.6 | 58.3 | 58.3 | 56.4 | 59.4 | YES | Combined Cycle | Natural Gas | No. 2 Fuel Oil
R1101 | Consolidated Edison Co. of NY, Inc. | 59 St. GT 1 | J | 24138 | Manhattan | New York | NY | 1969-06-01 | 17.1 | 15.4 | 20.1 | 15.5 | 21.6 | YES | Combustion Turbine | Kerosene | Natural Gas | 0.2 |  | 0.0013351 | 52 | 5.2e-05
R1102 | Consolidated Edison Co. of NY, Inc. | 74 St. GT 1 | J | 24260 | Manhattan | New York | NY | 1968-10-01 | 18.5 | 19 | 23.5 | 19 | 19.9 |  | Combustion Turbine | Kerosene |  | 0.2 |  | 0.0012341 | 52 | 5.2e-05
R1103 | Consolidated Edison Co. of NY, Inc. | 74 St. GT 2 | J | 24261 | Manhattan | New York | NY | 1968-10-01 | 18.5 | 20.1 | 25.7 | 18.9 | 21.2 |  | Combustion Turbine | Kerosene |  | 0.2 |  | 0.0012341 | 52 | 5.2e-05
R1104 | Consolidated Edison Co. of NY, Inc. | Brooklyn Navy Yard | J | 23515 | Brooklyn | Kings | NY | 1996-11-01 | 322 | 266.9 | 348.6 | 266.8 | 311.3 | YES | Combined Cycle | Natural Gas | No. 2 Fuel Oil | 1964.7 |  | 0.69652 | 870362.1 | 0.87036
R1105 | Consolidated Edison Co. of NY, Inc. | East River 1 | J | 323558 | Manhattan | New York | NY | 2005-04-01 | 185 | 160.5 | 199 | 154.7 | 200.3 | YES | Combined Cycle | Natural Gas | Kerosene | 1141.4 |  | 0.70431 | 505640.2 | 0.50564
R1106 | Consolidated Edison Co. of NY, Inc. | East River 2 | J | 323559 | Manhattan | New York | NY | 2005-04-05 | 185 | 162.4 | 201.4 | 153.1 | 197.3 | YES | Combined Cycle | Natural Gas | Kerosene | 1092.8 |  | 0.67432 | 484110.4 | 0.48411
R1107 | Consolidated Edison Co. of NY, Inc. | East River 6 | J | 23660 | Manhattan | New York | NY | 1951-11-01 | 156.2 | 144.3 | 144.3 | 145.3 | 147.1 | YES | Steam Turbine (Fossil) | Natural Gas | No. 6 Fuel Oil | 511.6 |  | 0.37389 | 226638.8 | 0.22664
R1108 | Consolidated Edison Co. of NY, Inc. | East River 7 | J | 23524 | Manhattan | New York | NY | 1955-06-01 | 200 | 186.7 | 186.7 | 182.5 | 188.4 | YES | Steam Turbine (Fossil) | Natural Gas | No. 6 Fuel Oil | 209.6 |  | 0.11963 | 92852.8 | 0.092853
R1109 | Consolidated Edison Co. of NY, Inc. | Hudson Ave 3 | J | 23810 | Brooklyn | Kings | NY | 1970-07-01 | 16.3 | 16 | 20.9 | 16.7 | 19.5 |  | Combustion Turbine | Kerosene |  | 0.2 |  | 0.0014007 | 52 | 5.2e-05
R1110 | Consolidated Edison Co. of NY, Inc. | Hudson Ave 4 | J | 23540 | Brooklyn | Kings | NY | 1970-07-01 | 16.3 | 13.9 | 18.2 | 0 | 0 |  | Combustion Turbine | Kerosene |  | 0.1 |  | 0.00070034 | 26 | 2.6e-05
R1111 | Consolidated Edison Co. of NY, Inc. | Hudson Ave 5 | J | 23657 | Brooklyn | Kings | NY | 1970-07-01 | 16.3 | 15.1 | 19.7 | 14.7 | 19 |  | Combustion Turbine | Kerosene |  | 0.2 |  | 0.0014007 | 52 | 5.2e-05
R1133 | Cubit Power One Inc. | Arthur Kill Cogen | J | 323718 | Staten Island | Richmond | NY | 2018-05-22 | 11.1 | 11.1 | 11.1 | 0 | 0 |  | Internal Combustion | Natural Gas |  | 0.2 | (8) (N) | 0.0020569 | 88.6 | 8.86e-05
R1342 | Helix Ravenswood, LLC | Ravenswood 01 | J | 23729 | Queens | Queens | NY | 1967-07-01 | 18.6 | 8.8 | 11.5 | 7.8 | 6.4 |  | Combustion Turbine | Natural Gas |  | 0.2 |  | 0.0012275 | 88.6 | 8.86e-05
R1343 | Helix Ravenswood, LLC | Ravenswood 10 | J | 24258 | Queens | Queens | NY | 1970-08-01 | 25 | 21.2 | 27 | 16.7 | 23.7 | YES | Jet Engine | Kerosene | Natural Gas | 2.1 |  | 0.009589 | 546 | 0.000546
R1344 | Helix Ravenswood, LLC | Ravenswood 11 | J | 24259 | Queens | Queens | NY | 1970-08-01 | 25 | 20.2 | 25.7 | 16.7 | 24.4 | YES | Jet Engine | Kerosene | Natural Gas | 2.6 |  | 0.011872 | 676 | 0.000676
R1345 | Helix Ravenswood, LLC | Ravenswood 2-1 (IIFO - 4/1/18) | J | 24244 | Queens | Queens | NY | 1970-12-01 | 42.9 | 40.4 | 51.4 | 0 | 0 | YES | Jet Engine | Natural Gas | Kerosene | 0.2 | (11) (I) | 0.00053219 | 88.6 | 8.86e-05
R1346 | Helix Ravenswood, LLC | Ravenswood 2-2 (IIFO - 4/1/18) | J | 24245 | Queens | Queens | NY | 1970-12-01 | 42.9 | 37.6 | 47.8 | 0 | 0 | YES | Jet Engine | Natural Gas | Kerosene |  | (11) (I)
R1347 | Helix Ravenswood, LLC | Ravenswood 2-3 (IIFO - 4/1/18) | J | 24246 | Queens | Queens | NY | 1970-12-01 | 42.9 | 39.2 | 49.9 | 0 | 0 | YES | Jet Engine | Natural Gas | Kerosene |  | (11) (I)
R1348 | Helix Ravenswood, LLC | Ravenswood 2-4 (IIFO - 4/1/18) | J | 24247 | Queens | Queens | NY | 1970-12-01 | 42.9 | 39.8 | 50.6 | 0 | 0 | YES | Jet Engine | Natural Gas | Kerosene |  | (11) (I)
R1349 | Helix Ravenswood, LLC | Ravenswood 3-1 (IIFO - 4/1/18) | J | 24248 | Queens | Queens | NY | 1970-08-01 | 42.9 | 40.5 | 51.5 | 0 | 0 | YES | Jet Engine | Natural Gas | Kerosene |  | (11) (I)
R1350 | Helix Ravenswood, LLC | Ravenswood 3-2 (IIFO - 4/1/18) | J | 24249 | Queens | Queens | NY | 1970-08-01 | 42.9 | 38.1 | 48.5 | 0 | 0 | YES | Jet Engine | Natural Gas | Kerosene |  | (11) (I)
R1351 | Helix Ravenswood, LLC | Ravenswood 3-4 (IIFO - 4/1/18) | J | 24251 | Queens | Queens | NY | 1970-08-01 | 42.9 | 35.8 | 45.5 | 0 | 0 | YES | Jet Engine | Natural Gas | Kerosene |  | (11) (I)
R1352 | Helix Ravenswood, LLC | Ravenswood CC 04 | J | 23820 | Queens | Queens | NY | 2004-05-01 | 250 | 231.2 | 276.7 | 221.8 | 272.5 | YES | Combined Cycle | Natural Gas | No. 2 Fuel Oil | 1347.4 |  | 0.61525 | 596898.2 | 0.5969
R1353 | Helix Ravenswood, LLC | Ravenswood ST 01 | J | 23533 | Queens | Queens | NY | 1963-02-01 | 400 | 365.1 | 365.1 | 368 | 370.2 | YES | Steam Turbine (Fossil) | No. 6 Fuel Oil | Natural Gas | 598.7 |  | 0.17086 | 444834.1 | 0.44483
R1354 | Helix Ravenswood, LLC | Ravenswood ST 02 | J | 23534 | Queens | Queens | NY | 1963-05-01 | 400 | 391.6 | 391.6 | 374 | 375.7 | YES | Steam Turbine (Fossil) | No. 6 Fuel Oil | Natural Gas | 579 |  | 0.16524 | 430197 | 0.4302
R1355 | Helix Ravenswood, LLC | Ravenswood ST 03 | J | 23535 | Queens | Queens | NY | 1965-06-01 | 1027 | 986.8 | 986.8 | 975 | 976.2 | YES | Steam Turbine (Fossil) | No. 6 Fuel Oil | Natural Gas | 797.2 |  | 0.088612 | 592319.6 | 0.59232
R1456 | New York Power Authority | Astoria CC 1 | J | 323568 | Queens | Queens | NY | 2006-01-01 | 288 | 246.2 | 270.2 | 235.4 | 260 | YES | Combined Cycle | Natural Gas | No. 2 Fuel Oil | 2140.4 | (G) | 0.8484 | 948197.2 | 0.9482
R1457 | New York Power Authority | Astoria CC 2 | J | 323569 | Queens | Queens | NY | 2006-01-01 | 288 | 246.2 | 270.2 | 235.4 | 260 | YES | Combined Cycle | Natural Gas | No. 2 Fuel Oil
R1468 | New York Power Authority | Gowanus 5 | J | 24156 | Brooklyn | Kings | NY | 2001-08-01 | 47 | 45.4 | 45.4 | 40 | 40 |  | Combustion Turbine | Natural Gas |  | 71.7 |  | 0.17415 | 31763.1 | 0.031763
R1469 | New York Power Authority | Gowanus 6 | J | 24157 | Brooklyn | Kings | NY | 2001-08-01 | 47 | 46.1 | 46.1 | 39.9 | 39.9 |  | Combustion Turbine | Natural Gas |  | 48.9 |  | 0.11877 | 21662.7 | 0.021663
R1474 | New York Power Authority | Harlem River 1 | J | 24160 | Bronx | Bronx | NY | 2001-08-01 | 47 | 46 | 46 | 39.9 | 39.9 |  | Combustion Turbine | Natural Gas |  | 26.4 |  | 0.064121 | 11695.2 | 0.011695
R1475 | New York Power Authority | Harlem River 2 | J | 24161 | Bronx | Bronx | NY | 2001-08-01 | 47 | 45.2 | 45.2 | 40 | 40 |  | Combustion Turbine | Natural Gas |  | 15.1 |  | 0.036675 | 6689.3 | 0.0066893
R1476 | New York Power Authority | Hellgate 1 | J | 24158 | Bronx | Bronx | NY | 2001-08-01 | 47 | 45 | 45 | 39.9 | 39.9 |  | Combustion Turbine | Natural Gas |  | 26.2 |  | 0.063635 | 11606.6 | 0.011607
R1477 | New York Power Authority | Hellgate 2 | J | 24159 | Bronx | Bronx | NY | 2001-08-01 | 47 | 45 | 45 | 40 | 40 |  | Combustion Turbine | Natural Gas |  | 14 |  | 0.034004 | 6202 | 0.006202
R1480 | New York Power Authority | Kent | J | 24152 | Brooklyn | Kings | NY | 2001-08-01 | 47 | 46.9 | 46.9 | 45.9 | 46.6 |  | Combustion Turbine | Natural Gas |  | 53.5 |  | 0.12994 | 23700.5 | 0.0237
R1484 | New York Power Authority | Pouch | J | 24155 | Staten Island | Richmond | NY | 2001-08-01 | 47 | 47.1 | 47.1 | 45.6 | 46 |  | Combustion Turbine | Natural Gas |  | 59.9 |  | 0.14549 | 26535.7 | 0.026536
R1486 | New York Power Authority | Vernon Blvd 2 | J | 24162 | Queens | Queens | NY | 2001-08-01 | 47 | 46.2 | 46.2 | 40 | 40 |  | Combustion Turbine | Natural Gas |  | 40.4 |  | 0.098125 | 17897.2 | 0.017897
R1487 | New York Power Authority | Vernon Blvd 3 | J | 24163 | Queens | Queens | NY | 2001-08-01 | 47 | 43.8 | 43.8 | 39.9 | 39.9 |  | Combustion Turbine | Natural Gas |  | 23.7 |  | 0.057563 | 10499.1 | 0.010499
R1646 | NRG Power Marketing LLC | Arthur Kill GT 1 | J | 23520 | Staten Island | Richmond | NY | 1970-06-01 | 20 | 16.5 | 21.6 | 12.1 | 15.1 |  | Combustion Turbine | Natural Gas |  | 1 |  | 0.0057078 | 443 | 0.000443
R1647 | NRG Power Marketing LLC | Arthur Kill ST 2 | J | 23512 | Staten Island | Richmond | NY | 1959-08-01 | 376.2 | 357.7 | 357.7 | 335.4 | 341.8 |  | Steam Turbine (Fossil) | Natural Gas |  | 454.4 |  | 0.13788 | 201299.2 | 0.2013
R1648 | NRG Power Marketing LLC | Arthur Kill ST 3 | J | 23513 | Staten Island | Richmond | NY | 1969-06-01 | 535.5 | 518 | 518 | 519.4 | 522.9 |  | Steam Turbine (Fossil) | Natural Gas |  | 534.3 |  | 0.1139 | 236694.9 | 0.23669
R1649 | NRG Power Marketing LLC | Astoria GT 2-1 | J | 24094 | Queens | Queens | NY | 1970-06-01 | 46.5 | 41.2 | 50.7 | 36.3 | 45.1 | YES | Jet Engine | Kerosene | Natural Gas | 7 |  | 0.017185 | 1820 | 0.00182
R1650 | NRG Power Marketing LLC | Astoria GT 2-2 | J | 24095 | Queens | Queens | NY | 1970-06-01 | 46.5 | 42.4 | 52.2 | 34.8 | 44.9 | YES | Jet Engine | Kerosene | Natural Gas | 1.9 |  | 0.0046644 | 494 | 0.000494
R1651 | NRG Power Marketing LLC | Astoria GT 2-3 | J | 24096 | Queens | Queens | NY | 1970-06-01 | 46.5 | 41.2 | 50.7 | 35.9 | 46.1 | YES | Jet Engine | Kerosene | Natural Gas | 2.5 |  | 0.0061374 | 650 | 0.00065
R1652 | NRG Power Marketing LLC | Astoria GT 2-4 | J | 24097 | Queens | Queens | NY | 1970-06-01 | 46.5 | 41 | 50.5 | 35.8 | 47.4 | YES | Jet Engine | Kerosene | Natural Gas | 4.6 |  | 0.011293 | 1196 | 0.001196
R1653 | NRG Power Marketing LLC | Astoria GT 3-1 | J | 24098 | Queens | Queens | NY | 1970-06-01 | 46.5 | 41.2 | 50.7 | 34.1 | 45.2 | YES | Jet Engine | Kerosene | Natural Gas | 2.6 |  | 0.0063829 | 676 | 0.000676
R1654 | NRG Power Marketing LLC | Astoria GT 3-2 | J | 24099 | Queens | Queens | NY | 1970-06-01 | 46.5 | 43.5 | 53.5 | 35.8 | 44.8 | YES | Jet Engine | Kerosene | Natural Gas | 2.3 |  | 0.0056464 | 598 | 0.000598
R1655 | NRG Power Marketing LLC | Astoria GT 3-3 | J | 24100 | Queens | Queens | NY | 1970-06-01 | 46.5 | 43 | 52.9 | 35.3 | 45.4 | YES | Jet Engine | Kerosene | Natural Gas | 1.8 |  | 0.0044189 | 468 | 0.000468
R1656 | NRG Power Marketing LLC | Astoria GT 3-4 | J | 24101 | Queens | Queens | NY | 1970-06-01 | 46.5 | 43 | 52.9 | 36.8 | 46.2 | YES | Jet Engine | Kerosene | Natural Gas | 2.5 |  | 0.0061374 | 650 | 0.00065
R1657 | NRG Power Marketing LLC | Astoria GT 4-1 | J | 24102 | Queens | Queens | NY | 1970-07-01 | 46.5 | 42.6 | 52.4 | 35.2 | 45.6 | YES | Jet Engine | Kerosene | Natural Gas | 2.6 |  | 0.0063829 | 676 | 0.000676
R1658 | NRG Power Marketing LLC | Astoria GT 4-2 | J | 24103 | Queens | Queens | NY | 1970-07-01 | 46.5 | 41.4 | 51 | 34.7 | 45.5 | YES | Jet Engine | Kerosene | Natural Gas | 5 |  | 0.012275 | 1300 | 0.0013
R1659 | NRG Power Marketing LLC | Astoria GT 4-3 | J | 24104 | Queens | Queens | NY | 1970-07-01 | 46.5 | 41.1 | 50.6 | 34.9 | 44.9 | YES | Jet Engine | Kerosene | Natural Gas | 4.3 |  | 0.010556 | 1118 | 0.001118
R1660 | NRG Power Marketing LLC | Astoria GT 4-4 | J | 24105 | Queens | Queens | NY | 1970-07-01 | 46.5 | 42.8 | 52.7 | 33.1 | 44.5 | YES | Jet Engine | Kerosene | Natural Gas | 2.8 |  | 0.0068739 | 728 | 0.000728
Totals | [8 empty] | 9516.1 | [8 empty] | 19904.3 |  |  | 9748061.8 | 9.7481

## Zone K
Line No. | Billing Org | Station Unit | Zone | PTID | Town | Cnty | St | YYY-MM-DD | Nameplate MW | CRIS SUM MW | CRIS WIN MW | CAPABILITY SUM MW | CAPABILITY WIN MW | DUAL | Unit Type | Fuel Type 1 | Fuel Type 2 | 2018 GWh | Notes | Capacity | CO2 Emissions MTCO2 | CO2 Emissions MMTCO2
R1073 | Calpine Energy Services LP | Bethpage | K | 23823 | Hicksville | Nassau | NY | 1989-09-01 | 83.6 | 54.9 | 55.1 | 51.5 | 59.7 |  | Combined Cycle | Natural Gas |  | 262 |  | 0.35776 | 116066 | 0.11607
R1074 | Calpine Energy Services LP | Bethpage GT4 | K | 323586 | Hicksville | Nassau | NY | 2002-07-01 | 60 | 48.2 | 51.2 | 45 | 47.6 |  | Combustion Turbine | Natural Gas |  | 70.4 |  | 0.13394 | 31187.2 | 0.031187
R1077 | Calpine Energy Services LP | Stony Brook (BTM:NG) | K | 24151 | Stony Brook | Suffolk | NY | 1995-04-01 | 47 | 9.6 | 9.6 | 0 | 0 | YES | Combustion Turbine | Natural Gas | No. 2 Fuel Oil | 83 | (4) (E) | 0.20159 | 36769 | 0.036769
R1149 | ENGIE Energy Marketing NA, Inc. | Nassau Energy Corporation | K | 323695 | Garden City | Nassau | NY | 1991-03-01 | 55 | 51.6 | 60.1 | 43.7 | 53.9 | YES | Combined Cycle | Natural Gas | No. 2 Fuel Oil | 331 |  | 0.68701 | 146633 | 0.14663
R1334 | Freeport Electric | Freeport 1-2 | K | 1660 | Freeport | Nassau | NY | 1949-08-01 | 2.9 | 2 | 2 | 2.2 | 2.9 |  | Internal Combustion | No. 2 Fuel Oil
R1335 | Freeport Electric | Freeport 1-3 | K | 1660 | Freeport | Nassau | NY | 1954-08-01 | 3.1 | 2.1 | 2.1 | 2.1 | 3.1 |  | Internal Combustion | No. 2 Fuel Oil
R1336 | Freeport Electric | Freeport 1-4 | K | 1660 | Freeport | Nassau | NY | 1964-10-01 | 5.1 | 4.4 | 4.4 | 4.5 | 5 |  | Internal Combustion | No. 2 Fuel Oil |  | 0.1 |  | 0.0022383 | 74.3 | 7.43e-05
R1337 | Freeport Electric | Freeport 2-3 | K | 1660 | Freeport | Nassau | NY | 1973-05-01 | 18.1 | 18.1 | 18.1 | 18.2 | 17.9 |  | Combustion Turbine | Kerosene |  | 0.1 |  | 0.00063069 | 26 | 2.6e-05
R1338 | Freeport Electric | Freeport CT 2 | K | 23818 | Freeport | Nassau | NY | 2004-03-01 | 60.5 | 50.3 | 50.3 | 47.1 | 50.7 | YES | Combustion Turbine | Natural Gas | Kerosene | 43.3 |  | 0.081701 | 19181.9 | 0.019182
R1373 | LI Energy Storage System, LLC | East Hampton Battery Storage | K | 5066 | East Hampton | Suffolk | NY | 2018-08-01 | 5 | 5 | 5 | 0 | 0 |  | Energy Storage | Battery |  |  | (N)
R1374 | LI Energy Storage System, LLC | Montauk Battery Storage | K | 5068 | Montauk | Suffolk | NY | 2018-10-01 | 5 | 5 | 5 | 0 | 0 |  | Energy Storage | Battery |  |  | (N)
R1375 | Long Island Power Authority | Babylon (RR) | K | 323704 | Babylon | Suffolk | NY | 1989-04-01 | 17 | 15.5 | 15.5 | 14.6 | 14.6 |  | Steam Turbine (Fossil) | Refuse |  | 112.1 |  | 0.75275 | 2578.3 | 0.0025783
R1376 | Long Island Power Authority | Barrett 03 | K | 23706 | Island Park | Nassau | NY | 1970-06-01 | 18 | 17.9 | 23.4 | 16.1 | 19.9 | YES | Combustion Turbine | Natural Gas | No. 2 Fuel Oil | 6.5 |  | 0.041223 | 2879.5 | 0.0028795
R1377 | Long Island Power Authority | Barrett 04 | K | 23707 | Island Park | Nassau | NY | 1970-07-01 | 18 | 17.7 | 23.1 | 17.8 | 20.8 | YES | Combustion Turbine | Natural Gas | No. 2 Fuel Oil | 9.3 |  | 0.05898 | 4119.9 | 0.0041199
R1378 | Long Island Power Authority | Barrett 05 | K | 23708 | Island Park | Nassau | NY | 1970-07-01 | 18 | 17.8 | 23.3 | 18.4 | 20.1 | YES | Combustion Turbine | Natural Gas | No. 2 Fuel Oil | 7 |  | 0.044394 | 3101 | 0.003101
R1379 | Long Island Power Authority | Barrett 06 | K | 23709 | Island Park | Nassau | NY | 1970-07-01 | 18 | 17.8 | 23.3 | 17 | 19.4 | YES | Combustion Turbine | Natural Gas | No. 2 Fuel Oil | 4.6 |  | 0.029173 | 2037.8 | 0.0020378
R1380 | Long Island Power Authority | Barrett 08 | K | 23711 | Island Park | Nassau | NY | 1970-07-01 | 18 | 17.3 | 22.6 | 17.6 | 20.2 | YES | Combustion Turbine | Natural Gas | No. 2 Fuel Oil | 4.6 |  | 0.029173 | 2037.8 | 0.0020378
R1381 | Long Island Power Authority | Barrett 09 | K | 23700 | Island Park | Nassau | NY | 1971-06-01 | 41.8 | 43.4 | 55.2 | 40.6 | 48.6 | YES | Jet Engine | Natural Gas | No. 2 Fuel Oil | 23 |  | 0.062813 | 10189 | 0.010189
R1382 | Long Island Power Authority | Barrett 10 | K | 23701 | Island Park | Nassau | NY | 1971-06-01 | 41.8 | 42.7 | 54.3 | 41.1 | 52.2 | YES | Jet Engine | Natural Gas | No. 2 Fuel Oil | 16.7 |  | 0.045607 | 7398.1 | 0.0073981
R1383 | Long Island Power Authority | Barrett 11 | K | 23702 | Island Park | Nassau | NY | 1971-06-01 | 41.8 | 43.3 | 55.1 | 40.6 | 49.3 | YES | Jet Engine | Natural Gas | No. 2 Fuel Oil | 38.6 |  | 0.10542 | 17099.8 | 0.0171
R1384 | Long Island Power Authority | Barrett 12 | K | 23703 | Island Park | Nassau | NY | 1971-06-01 | 41.8 | 44 | 56 | 40.1 | 49.4 | YES | Jet Engine | Natural Gas | No. 2 Fuel Oil | 30 |  | 0.08193 | 13290 | 0.01329
R1385 | Long Island Power Authority | Barrett GT 01 | K | 23704 | Island Park | Nassau | NY | 1970-06-01 | 18 | 18.1 | 23.6 | 18.4 | 20.1 | YES | Combustion Turbine | Natural Gas | No. 2 Fuel Oil | 3.9 |  | 0.024734 | 1727.7 | 0.0017277
R1386 | Long Island Power Authority | Barrett GT 02 | K | 23705 | Island Park | Nassau | NY | 1970-06-01 | 18 | 17.4 | 22.7 | 17 | 19.3 | YES | Combustion Turbine | Natural Gas | No. 2 Fuel Oil | 3.9 |  | 0.024734 | 1727.7 | 0.0017277
R1387 | Long Island Power Authority | Barrett ST 01 | K | 23545 | Island Park | Nassau | NY | 1956-11-01 | 188 | 200.2 | 200.2 | 197.2 | 197.2 | YES | Steam Turbine (Fossil) | Natural Gas | No. 6 Fuel Oil | 566.9 |  | 0.34423 | 251136.7 | 0.25114
R1388 | Long Island Power Authority | Barrett ST 02 | K | 23546 | Island Park | Nassau | NY | 1963-10-01 | 188 | 197.5 | 197.5 | 187.7 | 193 | YES | Steam Turbine (Fossil) | Natural Gas | No. 6 Fuel Oil | 721.4 |  | 0.43804 | 319580.2 | 0.31958
R1389 | Long Island Power Authority | Bethpage 3 | K | 323564 | Hicksville | Nassau | NY | 2005-05-01 | 96 | 79.9 | 91.4 | 76.5 | 77.9 |  | Combined Cycle | Natural Gas |  | 121.8 |  | 0.14483 | 53957.4 | 0.053957
R1390 | Long Island Power Authority | Caithness_CC_1 | K | 323624 | Brookhaven | Suffolk | NY | 2009-08-01 | 375 | 315.6 | 389.8 | 325.9 | 362.3 | YES | Combined Cycle | Natural Gas | No. 2 Fuel Oil | 2478.2 |  | 0.7544 | 1097842.6 | 1.0978
R1391 | Long Island Power Authority | East Hampton 2 | K | 23722 | E Hampton | Suffolk | NY | 1962-12-01 | 2 | 2 | 2 | 2 | 2 |  | Internal Combustion | No. 2 Fuel Oil |  | 0.7 |  | 0.039954 | 520.1 | 0.0005201
R1392 | Long Island Power Authority | East Hampton 3 | K | 23722 | E Hampton | Suffolk | NY | 1962-12-01 | 2 | 2 | 2 | 2 | 2 |  | Internal Combustion | No. 2 Fuel Oil |  | 0.7 |  | 0.039954 | 520.1 | 0.0005201
R1393 | Long Island Power Authority | East Hampton 4 | K | 23722 | E Hampton | Suffolk | NY | 1962-12-01 | 2 | 2 | 2 | 2 | 2 |  | Internal Combustion | No. 2 Fuel Oil |  | 0.7 |  | 0.039954 | 520.1 | 0.0005201
R1394 | Long Island Power Authority | East Hampton GT 01 | K | 23717 | E Hampton | Suffolk | NY | 1970-12-01 | 21.3 | 19.2 | 24.4 | 18.4 | 23.4 |  | Jet Engine | No. 2 Fuel Oil |  | 11.7 |  | 0.062705 | 8693.1 | 0.0086931
R1395 | Long Island Power Authority | Far Rockaway GT1 | K | 24212 | Far Rockaway | Queens | NY | 2002-07-01 | 60.5 | 53.5 | 73.1 | 55.1 | 58.6 |  | Jet Engine | Natural Gas |  | 140.8 |  | 0.26567 | 62374.4 | 0.062374
R1396 | Long Island Power Authority | Far Rockaway GT2 | K | 23815 | Jamaica Bay | Queens | NY | 2003-07-02 | 60.5 | 55.4 | 75.7 | 54.4 | 54.4 |  | Jet Engine | Kerosene |  | 9.5 |  | 0.017925 | 2470 | 0.00247
R1397 | Long Island Power Authority | Glenwood GT 01 | K | 23712 | Glenwood | Nassau | NY | 1967-04-01 | 16 | 14.6 | 19.1 | 11.6 | 13.5 |  | Combustion Turbine | No. 2 Fuel Oil
R1398 | Long Island Power Authority | Glenwood GT 02 | K | 23688 | Glenwood | Nassau | NY | 1972-06-01 | 55 | 52.7 | 68.8 | 51.4 | 61.7 |  | Combustion Turbine | No. 2 Fuel Oil |  | 2.1 |  | 0.0043587 | 1560.3 | 0.0015603
R1399 | Long Island Power Authority | Glenwood GT 03 | K | 23689 | Glenwood | Nassau | NY | 1972-06-01 | 55 | 54.7 | 71.5 | 52.9 | 68 |  | Combustion Turbine | No. 2 Fuel Oil |  | 2.5 |  | 0.0051889 | 1857.5 | 0.0018575
R1400 | Long Island Power Authority | Glenwood GT 04 | K | 24219 | Glenwood | Nassau | NY | 2002-06-01 | 53 | 42.3 | 50 | 42.6 | 46.6 | YES | Combustion Turbine | Natural Gas | No. 2 Fuel Oil | 35.7 |  | 0.076893 | 15815.1 | 0.015815
R1401 | Long Island Power Authority | Glenwood GT 05 | K | 24220 | Glenwood | Nassau | NY | 2002-06-01 | 53 | 42 | 49.6 | 42.5 | 44.4 | YES | Combustion Turbine | Natural Gas | No. 2 Fuel Oil | 50.7 |  | 0.1092 | 22460.1 | 0.02246
R1402 | Long Island Power Authority | Greenport GT1 | K | 23814 | Greenport | Suffolk | NY | 2003-07-02 | 54 | 51.9 | 52.4 | 53.4 | 56.1 |  | Jet Engine | No. 2 Fuel Oil |  | 24.1 |  | 0.050947 | 17906.3 | 0.017906
R1403 | Long Island Power Authority | Hempstead (RR) | K | 23647 | Hempstead | Nassau | NY | 1989-10-01 | 78.6 | 73.7 | 73.7 | 72.8 | 74.7 |  | Steam Turbine (Fossil) | Refuse |  | 594.1 |  | 0.86285 | 13664.3 | 0.013664
R1404 | Long Island Power Authority | Holtsville 01 | K | 23690 | Holtsville | Suffolk | NY | 1974-07-01 | 56.7 | 56.7 | 72.1 | 55.5 | 65.1 |  | Jet Engine | No. 2 Fuel Oil |  | 2 |  | 0.0040266 | 1486 | 0.001486
R1405 | Long Island Power Authority | Holtsville 02 | K | 23691 | Holtsville | Suffolk | NY | 1974-07-01 | 56.7 | 55.3 | 70.3 | 54.3 | 63.1 |  | Jet Engine | No. 2 Fuel Oil |  | 1.2 |  | 0.002416 | 891.6 | 0.0008916
R1406 | Long Island Power Authority | Holtsville 03 | K | 23692 | Holtsville | Suffolk | NY | 1974-07-01 | 56.7 | 52.1 | 66.3 | 52.6 | 61.7 |  | Jet Engine | No. 2 Fuel Oil |  | 0.9 |  | 0.001812 | 668.7 | 0.0006687
R1407 | Long Island Power Authority | Holtsville 04 | K | 23693 | Holtsville | Suffolk | NY | 1974-07-01 | 56.7 | 52.7 | 67 | 51.2 | 63.8 |  | Jet Engine | No. 2 Fuel Oil |  | 2.7 |  | 0.005436 | 2006.1 | 0.0020061
R1408 | Long Island Power Authority | Holtsville 05 | K | 23694 | Holtsville | Suffolk | NY | 1974-07-01 | 56.7 | 55.3 | 70.3 | 53.8 | 63.3 |  | Jet Engine | No. 2 Fuel Oil |  | 1.8 |  | 0.003624 | 1337.4 | 0.0013374
R1409 | Long Island Power Authority | Holtsville 06 | K | 23695 | Holtsville | Suffolk | NY | 1975-07-01 | 56.7 | 53 | 67.4 | 51.9 | 61.6 |  | Jet Engine | No. 2 Fuel Oil |  | 12.6 |  | 0.025368 | 9361.8 | 0.0093618
R1410 | Long Island Power Authority | Holtsville 07 | K | 23696 | Holtsville | Suffolk | NY | 1975-07-01 | 56.7 | 55.1 | 70.1 | 52.1 | 63.6 |  | Jet Engine | No. 2 Fuel Oil |  | 4.4 |  | 0.0088586 | 3269.2 | 0.0032692
R1411 | Long Island Power Authority | Holtsville 08 | K | 23697 | Holtsville | Suffolk | NY | 1975-07-01 | 56.7 | 57.4 | 73 | 53 | 64 |  | Jet Engine | No. 2 Fuel Oil |  | 5.7 |  | 0.011476 | 4235.1 | 0.0042351
R1412 | Long Island Power Authority | Holtsville 09 | K | 23698 | Holtsville | Suffolk | NY | 1975-07-01 | 56.7 | 57.5 | 73.1 | 53 | 68.1 |  | Jet Engine | No. 2 Fuel Oil |  | 4 |  | 0.0080533 | 2972 | 0.002972
R1413 | Long Island Power Authority | Holtsville 10 | K | 23699 | Holtsville | Suffolk | NY | 1975-07-01 | 56.7 | 55.1 | 70.1 | 53.8 | 65.1 |  | Jet Engine | No. 2 Fuel Oil |  | 7.8 |  | 0.015704 | 5795.4 | 0.0057954
R1414 | Long Island Power Authority | Huntington (RR) | K | 323705 | Huntington | Suffolk | NY | 1991-12-01 | 28 | 24.7 | 24.7 | 24 | 24.1 |  | Steam Turbine (Fossil) | Refuse |  | 188.8 |  | 0.76973 | 4342.4 | 0.0043424
R1415 | Long Island Power Authority | Islip (RR) | K | 323679 | Ronkonkoma | Suffolk | NY | 1990-03-01 | 12.5 | 11.2 | 11.2 | 8.3 | 8.5 |  | Steam Turbine (Fossil) | Refuse |  | 55.7 |  | 0.50868 | 1281.1 | 0.0012811
R1416 | Long Island Power Authority | Long Island Solar Farm | K | 323691 | Upton | Suffolk | NY | 2011-11-01 | 31.5 | 31.5 | 31.5 | 31.5 | 31.5 |  | Photovoltaic | Sunlight |  | 48.8 |  | 0.17685 | 1561.6 | 0.0015616
R1417 | Long Island Power Authority | Northport 1 | K | 23551 | Northport | Suffolk | NY | 1967-07-01 | 387 | 395 | 395 | 397.2 | 395 | YES | Steam Turbine (Fossil) | Natural Gas | No. 6 Fuel Oil | 340.3 |  | 0.10038 | 150752.9 | 0.15075
R1418 | Long Island Power Authority | Northport 2 | K | 23552 | Northport | Suffolk | NY | 1968-06-01 | 387 | 396 | 396 | 399.7 | 397.5 | YES | Steam Turbine (Fossil) | Natural Gas | No. 6 Fuel Oil | 665.4 |  | 0.19628 | 294772.2 | 0.29477
R1419 | Long Island Power Authority | Northport 3 | K | 23553 | Northport | Suffolk | NY | 1972-07-01 | 387 | 399.2 | 399.2 | 397.7 | 395 | YES | Steam Turbine (Fossil) | Natural Gas | No. 6 Fuel Oil | 932.1 |  | 0.27495 | 412920.3 | 0.41292
R1420 | Long Island Power Authority | Northport 4 | K | 23650 | Northport | Suffolk | NY | 1977-12-01 | 387 | 399.2 | 399.2 | 380 | 373.7 | YES | Steam Turbine (Fossil) | Natural Gas | No. 6 Fuel Oil | 746.1 |  | 0.22008 | 330522.3 | 0.33052
R1421 | Long Island Power Authority | Northport GT | K | 23718 | Northport | Suffolk | NY | 1967-03-01 | 16 | 13.8 | 18 | 12.1 | 11.8 |  | Combustion Turbine | No. 2 Fuel Oil |  | 0.1 |  | 0.00071347 | 74.3 | 7.43e-05
R1422 | Long Island Power Authority | Oceanside (LF) | K | 5008 | Oceanside | Nassau | NY | 1991-02-01 | 2.1 | 1.1 | 1.1 | 0 | 0 |  | Internal Combustion | Bio Gas
R1423 | Long Island Power Authority | Oyster Bay (LF) | K | 5009 | Bethpage | Nassau | NY | 1986-07-01 | 1.3 | 0 | 0 | 0 | 0 |  | Internal Combustion | Bio Gas
R1424 | Long Island Power Authority | Pilgrim GT1 | K | 24216 | Brentwood | Suffolk | NY | 2002-08-01 | 50 | 45.6 | 45.6 | 43 | 46.1 |  | Combustion Turbine | Natural Gas |  | 54.7 |  | 0.12489 | 24232.1 | 0.024232
R1425 | Long Island Power Authority | Pilgrim GT2 | K | 24217 | Brentwood | Suffolk | NY | 2002-08-01 | 50 | 46.2 | 46.2 | 42.2 | 46.6 |  | Combustion Turbine | Natural Gas |  | 53.7 |  | 0.1226 | 23789.1 | 0.023789
R1426 | Long Island Power Authority | Pinelawn Power 1 | K | 323563 | Babylon | Suffolk | NY | 2005-06-01 | 82 | 78 | 78 | 75.5 | 77.9 | YES | Combined Cycle | Natural Gas | Kerosene | 162.2 |  | 0.2258 | 71854.6 | 0.071855
R1427 | Long Island Power Authority | Port Jefferson 3 | K | 23555 | Port Jefferson | Suffolk | NY | 1958-11-01 | 188 | 194.5 | 194.5 | 189 | 195 | YES | Steam Turbine (Fossil) | No. 6 Fuel Oil | Natural Gas | 172.7 |  | 0.10486 | 128316.1 | 0.12832
R1428 | Long Island Power Authority | Port Jefferson 4 | K | 23616 | Port Jefferson | Suffolk | NY | 1960-11-01 | 188 | 198.7 | 198.7 | 189.5 | 191.7 | YES | Steam Turbine (Fossil) | No. 6 Fuel Oil | Natural Gas | 155.2 |  | 0.094239 | 115313.6 | 0.11531
R1429 | Long Island Power Authority | Port Jefferson GT 01 | K | 23713 | Port Jefferson | Suffolk | NY | 1966-12-01 | 16 | 14.1 | 18.4 | 12.2 | 15.7 |  | Combustion Turbine | No. 2 Fuel Oil |  | -0.1 |  | -0.00071347 | -74.3 | -7.43e-05
R1430 | Long Island Power Authority | Port Jefferson GT 02 | K | 24210 | Port Jefferson | Suffolk | NY | 2002-07-01 | 53 | 44 | 52 | 41.9 | 46.6 | YES | Combustion Turbine | Natural Gas | No. 2 Fuel Oil | 23.9 |  | 0.051478 | 10587.7 | 0.010588
R1431 | Long Island Power Authority | Port Jefferson GT 03 | K | 24211 | Port Jefferson | Suffolk | NY | 2002-07-01 | 53 | 43.1 | 50.9 | 39.1 | 45.4 | YES | Combustion Turbine | Natural Gas | No. 2 Fuel Oil | 30.9 |  | 0.066555 | 13688.7 | 0.013689
R1432 | Long Island Power Authority | S Hampton 1 | K | 23720 | South Hampton | Suffolk | NY | 1963-03-01 | 11.5 | 10.3 | 13.5 | 8.8 | 11.9 |  | Combustion Turbine | No. 2 Fuel Oil |  | 1.5 |  | 0.01489 | 1114.5 | 0.0011145
R1433 | Long Island Power Authority | Shoreham 1 | K | 23715 | Shoreham | Suffolk | NY | 1971-07-01 | 52.9 | 48.9 | 63.9 | 0 | 64.5 |  | Combustion Turbine | No. 2 Fuel Oil |  | 1.8 |  | 0.0038843 | 1337.4 | 0.0013374
R1434 | Long Island Power Authority | Shoreham 2 | K | 23716 | Shoreham | Suffolk | NY | 1984-04-01 | 18.6 | 18.5 | 23.5 | 16.6 | 22.1 |  | Jet Engine | No. 2 Fuel Oil |  | 0.6 |  | 0.0036824 | 445.8 | 0.0004458
R1435 | Long Island Power Authority | Shoreham GT3 | K | 24213 | Shoreham | Suffolk | NY | 2002-08-01 | 50 | 45.4 | 45.4 | 43.2 | 46.7 |  | Combustion Turbine | No. 2 Fuel Oil |  | 4.1 |  | 0.0093607 | 3046.3 | 0.0030463
R1436 | Long Island Power Authority | Shoreham GT4 | K | 24214 | Shoreham | Suffolk | NY | 2002-08-01 | 50 | 43.9 | 43.9 | 42.8 | 45.6 |  | Combustion Turbine | No. 2 Fuel Oil |  | 4 |  | 0.0091324 | 2972 | 0.002972
R1437 | Long Island Power Authority | Smithtown (LF) | K | 5010 | Smithtown | Suffolk | NY | 1985-12-01 | 1.1 | 0 | 0 | 0 | 0 |  | Internal Combustion | Bio Gas
R1438 | Long Island Power Authority | South Oaks Hosp | K | 5011 | Amityville | Suffolk | NY | 1990-06-01 | 1 | 0 | 0 | 0 | 0 |  | Internal Combustion | Natural Gas
R1439 | Long Island Power Authority | Southold 1 | K | 23719 | Southold | Suffolk | NY | 1964-08-01 | 14 | 12.3 | 16.1 | 10 | 13.1 |  | Combustion Turbine | No. 2 Fuel Oil |  | 1.8 |  | 0.014677 | 1337.4 | 0.0013374
R1440 | Long Island Power Authority | Wading River 1 | K | 23522 | Shoreham | Suffolk | NY | 1989-08-01 | 79.5 | 81.2 | 106.1 | 78.1 | 99.9 |  | Combustion Turbine | No. 2 Fuel Oil |  | 4.2 |  | 0.0060308 | 3120.6 | 0.0031206
R1441 | Long Island Power Authority | Wading River 2 | K | 23547 | Shoreham | Suffolk | NY | 1989-08-01 | 79.5 | 81.3 | 106.2 | 75.8 | 98 |  | Combustion Turbine | No. 2 Fuel Oil |  | 1.3 |  | 0.0018667 | 965.9 | 0.0009659
R1442 | Long Island Power Authority | Wading River 3 | K | 23601 | Shoreham | Suffolk | NY | 1989-08-01 | 79.5 | 81.3 | 106.2 | 78.6 | 99.4 |  | Combustion Turbine | No. 2 Fuel Oil |  | 7.4 |  | 0.010626 | 5498.2 | 0.0054982
R1443 | Long Island Power Authority | West Babylon 4 | K | 23714 | West Babylon | Suffolk | NY | 1971-08-01 | 52.4 | 49 | 64 | 48.9 | 64.8 |  | Combustion Turbine | No. 2 Fuel Oil |  | 1.9 |  | 0.0041392 | 1411.7 | 0.0014117
R1444 | Long Island Power Authority | Yaphank (LF) | K | 5012 | Yaphank | Suffolk | NY | 1983-09-01 | 1.6 | 1.5 | 1.5 | 0 | 0 |  | Internal Combustion | Bio Gas
R1462 | New York Power Authority | Brentwood | K | 24164 | Brentwood | Suffolk | NY | 2001-08-01 | 47 | 47.1 | 47.1 | 43.8 | 46.3 |  | Combustion Turbine | Natural Gas |  | 60.7 |  | 0.14743 | 26890.1 | 0.02689
R1467 | New York Power Authority | Flynn | K | 23794 | Holtsville | Suffolk | NY | 1994-05-01 | 170 | 135.5 | 168.4 | 138.6 | 162.7 | YES | Combined Cycle | Natural Gas | No. 2 Fuel Oil | 636.1 |  | 0.42714 | 281792.3 | 0.28179
R1471 | New York Power Authority | Greenport IC 4 | K | 1652 | Greenport | Suffolk | NY | 1957-06-06 | 1.2 | 1.7 | 1.7 | 0.9 | 1.1 |  | Internal Combustion | No. 2 Fuel Oil
R1472 | New York Power Authority | Greenport IC 5 | K | 1652 | Greenport | Suffolk | NY | 1965-07-08 | 1.8 | 1.7 | 1.7 | 1.4 | 1.6 |  | Internal Combustion | No. 2 Fuel Oil
R1473 | New York Power Authority | Greenport IC 6 | K | 1652 | Greenport | Suffolk | NY | 1971-09-17 | 3.8 | 2.7 | 2.7 | 3 | 2.6 |  | Internal Combustion | No. 2 Fuel Oil
R1680 | Rockville Centre, Village of | Charles P Keller 07 | K | 1661 | Rockville Centre | Nassau | NY | 1942-09-01 | 2 | 2 | 2 | 0 | 0 |  | Internal Combustion | No. 2 Fuel Oil
R1681 | Rockville Centre, Village of | Charles P Keller 09 | K | 1661 | Rockville Centre | Nassau | NY | 1954-09-01 | 3.5 | 3.3 | 3.3 | 3.2 | 3.2 | YES | Internal Combustion | No. 2 Fuel Oil | Natural Gas | 0.2 |  | 0.0065232 | 148.6 | 0.0001486
R1682 | Rockville Centre, Village of | Charles P Keller 10 | K | 1661 | Rockville Centre | Nassau | NY | 1954-09-01 | 3.5 | 3.2 | 3.2 | 3.2 | 3.2 | YES | Internal Combustion | No. 2 Fuel Oil | Natural Gas | 0.3 |  | 0.0097847 | 222.9 | 0.0002229
R1683 | Rockville Centre, Village of | Charles P Keller 11 | K | 1661 | Rockville Centre | Nassau | NY | 1962-09-01 | 5.2 | 5.2 | 5.2 | 5.2 | 5.2 | YES | Internal Combustion | No. 2 Fuel Oil | Natural Gas | 0.3 |  | 0.0065859 | 222.9 | 0.0002229
R1684 | Rockville Centre, Village of | Charles P Keller 12 | K | 1661 | Rockville Centre | Nassau | NY | 1967-09-01 | 5.5 | 5.5 | 5.5 | 5.5 | 5.5 | YES | Internal Combustion | No. 2 Fuel Oil | Natural Gas
R1685 | Rockville Centre, Village of | Charles P Keller 13 | K | 1661 | Rockville Centre | Nassau | NY | 1974-09-01 | 5.5 | 5.6 | 5.6 | 5.5 | 5.5 | YES | Internal Combustion | No. 2 Fuel Oil | Natural Gas
R1686 | Rockville Centre, Village of | Charles P Keller 14 | K | 1661 | Rockville Centre | Nassau | NY | 1994-09-01 | 6.2 | 6.3 | 6.3 | 6.3 | 6.3 | YES | Internal Combustion | No. 2 Fuel Oil | Natural Gas | 1.2 |  | 0.022095 | 891.6 | 0.0008916
R1700 | Shoreham Solar Commons LLC | Shoreham Solar | K | 323752 | East Shoreham | Suffolk | NY | 2018-07-01 | 25 | 24.9 | 24.9 | 0 | 0 |  | Photovoltaic | Sunlight |  |  | (N)
R1704 | Tenaska Power Services Co. | Freeport CT 1 | K | 23764 | Freeport | Nassau | NY | 2004-06-01 | 60 | 48.3 | 51.3 | 45.7 | 46.4 | YES | Combustion Turbine | Natural Gas | No. 2 Fuel Oil | 36.7 |  | 0.069825 | 16258.1 | 0.016258
Totals | [8 empty] | 5733.6 | [8 empty] | 10249.4 |  |  | 4252636.6 | 4.2526

## Nuclear
Line No. | Billing Org | Station Unit | Zone | PTID | Town | Cnty | St | YYY-MM-DD | Nameplate MW | CRIS SUM MW | CRIS WIN MW | CAPABILITY SUM MW | CAPABILITY WIN MW | DUAL | Unit Type | Fuel Type 1 | Fuel Type 2 | 2018 GWh | Notes | Capacity | CO2 Emissions MTCO2 | CO2 Emissions MMTCO2
R1150 | Entergy Nuclear Power Marketing LLC | Indian Point 2 | H | 23530 | Buchanan | Westchester | NY | 1973-08-01 | 1299 | 1026.5 | 1026.5 | 1016.1 | 1025.9 |  | Steam (PWR Nuclear) | Uranium |  | 8000.5 |  | 0.70308 | 528033 | 0.52803
R1151 | Entergy Nuclear Power Marketing LLC | Indian Point 3 | H | 23531 | Buchanan | Westchester | NY | 1976-04-01 | 1012 | 1040.4 | 1040.4 | 1037.9 | 1039.9 |  | Steam (PWR Nuclear) | Uranium |  | 8333.5 |  | 0.94003 | 550011 | 0.55001
R1326 | Exelon Generation Company, LLC | James A. FitzPatrick | C | 23598 | Scriba | Oswego | NY | 1975-07-01 | 882 | 858.9 | 858.9 | 845.4 | 854.5 |  | Steam (BWR Nuclear) | Uranium |  | 6527.8 |  | 0.84488 | 430834.8 | 0.43083
R1636 | Nine Mile Point Nuclear Station, LLC | Nine Mile Point 1 | C | 23575 | Scriba | Oswego | NY | 1969-11-01 | 641.8 | 630.5 | 630.5 | 631.9 | 629 |  | Steam (BWR Nuclear) | Uranium |  | 5314.8 |  | 0.94533 | 350776.8 | 0.35078
R1637 | Nine Mile Point Nuclear Station, LLC | Nine Mile Point 2 | C | 23744 | Scriba | Oswego | NY | 1988-08-01 | 1399 | 1310 | 1310 | 1287.8 | 1299 |  | Steam (BWR Nuclear) | Uranium |  | 10119.9 |  | 0.82576 | 667913.4 | 0.66791
R1671 | R.E. Ginna Nuclear Power Plant, LLC | R. E. Ginna | B | 23603 | Ontario | Wayne | NY | 1970-07-01 | 614 | 582 | 582 | 581 | 581.7 |  | Steam (PWR Nuclear) | Uranium |  | 4706.6 |  | 0.87505 | 310635.6 | 0.31064
Totals | [8 empty] | 5847.8 | [8 empty] | 43003.1 |  |  | 2838204.6 | 2.8382

## Bio Gas
Line No. | Billing Org | Station Unit | Zone | PTID | Town | Cnty | St | YYY-MM-DD | Nameplate MW | CRIS SUM MW | CRIS WIN MW | CAPABILITY SUM MW | CAPABILITY WIN MW | DUAL | Unit Type | Fuel Type 1 | Fuel Type 2 | 2018 GWh | Notes | Capacity | CO2 Emissions MTCO2 | CO2 Emissions MMTCO2
R1112 | Consolidated Edison Energy, Inc. | Albany LFGE | F | 323615 | Albany | Albany | NY | 1998-05-01 | 5.6 | 4.5 | 4.5 | 5.6 | 5.6 |  | Internal Combustion | Bio Gas |  | 28.7 |  | 0.58505 | 315.7 | 0.0003157
R1114 | Consolidated Edison Energy, Inc. | Broome 2 LFGE | C | 323671 | Binghamton | Broome | NY | 2013-01-31 | 2.1 | 2 | 2 | 2 | 2 |  | Internal Combustion | Bio Gas |  | 18.6 |  |  | 204.6 | 0.0002046
R1324 | Exelon Generation Company, LLC | Chaffee | A | 323603 | Chaffee | Erie | NY | 2007-08-09 | 6.4 | 6.4 | 6.4 | 6.4 | 6.4 |  | Internal Combustion | Bio Gas |  | 46.8 |  | 0.83476 | 514.8 | 0.0005148
R1325 | Exelon Generation Company, LLC | High Acres | C | 23767 | Fairport | Wayne | NY | 1991-06-01 | 9.6 | 9.6 | 9.6 | 9.6 | 9.6 |  | Internal Combustion | Bio Gas |  | 6.4 |  | 0.076104 | 70.4 | 7.04e-05
R1327 | Exelon Generation Company, LLC | Madison County LF | E | 323628 | Wampsville | Madison | NY | 2010-03-01 | 1.6 | 1.6 | 1.6 | 1.6 | 1.6 |  | Internal Combustion | Bio Gas |  | 4.5 |  | 0.32106 | 49.5 | 4.95e-05
R1328 | Exelon Generation Company, LLC | Mill Seat | B | 323607 | Riga | Monroe | NY | 2007-07-20 | 6.4 | 6.4 | 6.4 | 6.4 | 6.4 |  | Internal Combustion | Bio Gas |  | 52.8 |  | 0.94178 | 580.8 | 0.0005808
R1329 | Exelon Generation Company, LLC | Monroe Livingston | B | 24207 | Scottsville | Monroe | NY | 1988-11-01 | 2.4 | 2.4 | 2.4 | 2.4 | 2.4 |  | Internal Combustion | Bio Gas |  | 7.7 |  | 0.36625 | 84.7 | 8.47e-05
R1330 | Exelon Generation Company, LLC | Oneida-Herkimer LFGE | E | 323681 | Boonville | Oneida | NY | 2012-04-01 | 3.2 | 3.2 | 3.2 | 3.2 | 3.2 |  | Internal Combustion | Bio Gas |  | 27 |  | 0.96318 | 297 | 0.000297
R1331 | Exelon Generation Company, LLC | Synergy Biogas | B | 323694 | Wyoming | Wyoming | NY | 2012-09-01 | 2 | 2 | 2 | 0 | 0 |  | Internal Combustion | Bio Gas |  | 3.1 |  | 0.17694 | 34.1 | 3.41e-05
R1362 | Innovative Energy Systems, Inc. | Chautauqua LFGE | A | 323629 | Jamestown | Chautauqua | NY | 2010-02-12 | 9.6 | 0 | 0 | 0 | 0 |  | Internal Combustion | Bio Gas |  | 43.5 |  | 0.51727 | 478.5 | 0.0004785
R1363 | Innovative Energy Systems, Inc. | Clinton LFGE | D | 323618 | Morrisonville | Clinton | NY | 2008-10-01 | 6.4 | 6.4 | 6.4 | 6.4 | 6.4 |  | Internal Combustion | Bio Gas |  | 28.8 |  | 0.5137 | 316.8 | 0.0003168
R1364 | Innovative Energy Systems, Inc. | Colonie LFGTE | F | 323577 | Colonie | Albany | NY | 2006-03-01 | 6.4 | 6.4 | 6.4 | 6.4 | 6.4 |  | Internal Combustion | Bio Gas |  | 33.7 |  | 0.6011 | 370.7 | 0.0003707
R1365 | Innovative Energy Systems, Inc. | DANC LFGE | E | 323619 | Watertown | Jefferson | NY | 2008-09-08 | 6.4 | 6.4 | 6.4 | 6.4 | 6.4 |  | Internal Combustion | Bio Gas |  | 33.4 |  | 0.59575 | 367.4 | 0.0003674
R1366 | Innovative Energy Systems, Inc. | Fulton LFGE | F | 323630 | Johnstown | Fulton | NY | 2010-06-04 | 3.2 | 0 | 0 | 0 | 0 |  | Internal Combustion | Bio Gas |  | 13.8 |  | 0.49229 | 151.8 | 0.0001518
R1367 | Innovative Energy Systems, Inc. | Hyland LFGE | B | 323620 | Angelica | Allegany | NY | 2008-09-08 | 4.8 | 4.8 | 4.8 | 4.8 | 4.8 |  | Internal Combustion | Bio Gas |  | 36.1 |  | 0.85854 | 397.1 | 0.0003971
R1368 | Innovative Energy Systems, Inc. | Steuben County LF | C | 323667 | Bath | Steuben | NY | 2012-08-01 | 3.2 | 3.2 | 3.2 | 3.2 | 3.2 |  | Internal Combustion | Bio Gas |  | 16.6 |  | 0.59218 | 182.6 | 0.0001826
R1422 | Long Island Power Authority | Oceanside (LF) | K | 5008 | Oceanside | Nassau | NY | 1991-02-01 | 2.1 | 1.1 | 1.1 | 0 | 0 |  | Internal Combustion | Bio Gas
R1423 | Long Island Power Authority | Oyster Bay (LF) | K | 5009 | Bethpage | Nassau | NY | 1986-07-01 | 1.3 | 0 | 0 | 0 | 0 |  | Internal Combustion | Bio Gas
R1437 | Long Island Power Authority | Smithtown (LF) | K | 5010 | Smithtown | Suffolk | NY | 1985-12-01 | 1.1 | 0 | 0 | 0 | 0 |  | Internal Combustion | Bio Gas
R1444 | Long Island Power Authority | Yaphank (LF) | K | 5012 | Yaphank | Suffolk | NY | 1983-09-01 | 1.6 | 1.5 | 1.5 | 0 | 0 |  | Internal Combustion | Bio Gas
R1449 | Model City Energy LLC | Model City Energy | A | 24167 | Lewiston | Niagara | NY | 2001-06-01 | 5.6 | 5.6 | 5.6 | 5.6 | 5.6 |  | Internal Combustion | Bio Gas |  | 39.5 |  | 0.8052 | 434.5 | 0.0004345
R1450 | Modern Innovative Energy, LLC | Modern LF | A | 323580 | Lewiston | Niagara | NY | 2006-02-01 | 6.4 | 6.4 | 6.4 | 6.4 | 6.4 |  | Internal Combustion | Bio Gas |  | 19.9 |  | 0.35495 | 218.9 | 0.0002189
R1492 | New York State Elec. & Gas Corp. | AA Dairy | C | 5013 | Ithaca | Tompkins | NY | 1998-06-01 | 0.1 | 0 | 0 | 0 | 0 |  | Internal Combustion | Bio Gas
R1500 | New York State Elec. & Gas Corp. | Broome LFGE | C | 323600 | Binghamton | Broome | NY | 2007-09-01 | 2.4 | 2.1 | 2.1 | 2.1 | 2.1 |  | Internal Combustion | Bio Gas |  | 6.3 |  | 0.29966 | 69.3 | 6.93e-05
R1583 | Niagara Mohawk Power Corp. | Gloversville Johnstown WWT | F | 23643 | Gloversville | Fulton | NY | 2010-01-01 | 0.7 | 0 | 0 | 0 | 0 |  | Internal Combustion | Bio Gas |  | 1.2 |  | 0.19569 | 13.2 | 1.32e-05
R1608 | Niagara Mohawk Power Corp. | Onondaga Energy Partners | C | 23634 | Onondaga | Onondaga | NY | 1987-12-01 | 1.4 | 0 | 0 | 0 | 0 |  | Internal Combustion | Bio Gas
R1619 | Niagara Mohawk Power Corp. | Sustainable Bioelectric LLC | A | 23774 | Wheatfield | Niagara | NY | 2014-03-01 | 0.6 | 0 | 0 | 0 | 0 |  | Internal Combustion | Bio Gas |  | 0.9 |  | 0.17123 | 9.9 | 9.9e-06
R1668 | Orange and Rockland Utilities | Landfill G.Part19 | G | 5057 | Goshen | Orange | NY | 1988-12-01 | 2.5 | 0 | 0 | 0 | 0 |  | Internal Combustion | Bio Gas
R1669 | Orange and Rockland Utilities | Middletown LFG | G | 5058 | Goshen | Orange | NY | 1988-12-01 | 3 | 0 | 0 | 0 | 0 |  | Internal Combustion | Bio Gas
R1687 | Seneca Energy II, LLC | Ontario LFGE | C | 23819 | Canandaigua | Ontario | NY | 2003-12-01 | 11.2 | 7.6 | 7.6 | 11.2 | 11.2 |  | Internal Combustion | Bio Gas |  | 71.7 |  | 0.7308 | 788.7 | 0.0007887
R1688 | Seneca Energy II, LLC | Seneca Energy 1 | C | 23797 | Seneca Falls | Seneca | NY | 1996-03-01 | 8.8 | 8.8 | 8.8 | 8.8 | 8.8 |  | Internal Combustion | Bio Gas |  | 106.6 | (G) |  | 1172.6 | 0.0011726
R1689 | Seneca Energy II, LLC | Seneca Energy 2 | C | 23797 | Seneca Falls | Seneca | NY | 1997-08-01 | 8.8 | 8.8 | 8.8 | 8.8 | 8.8 |  | Internal Combustion | Bio Gas
Totals | [8 empty] | 136.9 | [8 empty] | 647.6 |  |  | 7123.6 | 0.0071236

## Coal
Line No. | Billing Org | Station Unit | Zone | PTID | Town | Cnty | St | YYY-MM-DD | Nameplate MW | CRIS SUM MW | CRIS WIN MW | CAPABILITY SUM MW | CAPABILITY WIN MW | DUAL | Unit Type | Fuel Type 1 | Fuel Type 2 | 2018 GWh | Notes | Capacity | CO2 Emissions MTCO2 | CO2 Emissions MMTCO2
R1082 | Cayuga Operating Company, LLC | Cayuga 1 | C | 23584 | Lansing | Tompkins | NY | 1955-09-01 | 155.3 | 154.1 | 154.1 | 151 | 151 |  | Steam Turbine (Fossil) | Bituminous Coal |  | 81.6 |  | 0.059981 | 81600 | 0.0816
R1083 | Cayuga Operating Company, LLC | Cayuga 2 (IIFO - 7/1/18) | C | 23585 | Lansing | Tompkins | NY | 1958-10-01 | 167.2 | 154.7 | 154.7 | 0 | 0 |  | Steam Turbine (Fossil) | Bituminous Coal |  | 17.4 | (5) (I) | 0.01188 | 17400 | 0.0174
R1701 | Somerset Operating Company, LLC | Somerset | A | 23543 | Somerset | Niagara | NY | 1984-08-01 | 655.1 | 686.5 | 686.5 | 685.9 | 692.5 |  | Steam Turbine (Fossil) | Bituminous Coal |  | 593 |  | 0.10333 | 593000 | 0.593
Totals | [8 empty] | 977.6 | [8 empty] | 692 |  |  | 692000 | 0.692

## Natural Gas
Line No. | Billing Org | Station Unit | Zone | PTID | Town | Cnty | St | YYY-MM-DD | Nameplate MW | CRIS SUM MW | CRIS WIN MW | CAPABILITY SUM MW | CAPABILITY WIN MW | DUAL | Unit Type | Fuel Type 1 | Fuel Type 2 | 2018 GWh | Notes | Capacity | CO2 Emissions MTCO2 | CO2 Emissions MMTCO2
R1001 | Astoria Energy II, LLC | Astoria Energy 2 - CC3 | J | 323677 | Queens | Queens | NY | 2011-07-01 | 330 | 288 | 376.3 | 286.5 | 331.8 | YES | Combined Cycle | Natural Gas | No. 2 Fuel Oil | 2750.3 | (G) | 0.9514 | 1218382.9 | 1.2184
R1002 | Astoria Energy II, LLC | Astoria Energy 2 - CC4 | J | 323678 | Queens | Queens | NY | 2011-07-01 | 330 | 288 | 376.3 | 286.5 | 331.8 | YES | Combined Cycle | Natural Gas | No. 2 Fuel Oil
R1003 | Astoria Energy, LLC | Astoria East Energy - CC1 | J | 323581 | Queens | Queens | NY | 2006-04-01 | 320 | 292.6 | 355.3 | 290.1 | 332.5 | YES | Combined Cycle | Natural Gas | No. 2 Fuel Oil | 3584.2 | (G) |  | 1587800.6 | 1.5878
R1004 | Astoria Energy, LLC | Astoria East Energy - CC2 | J | 323582 | Queens | Queens | NY | 2006-04-01 | 320 | 292.6 | 355.3 | 290.1 | 332.5 | YES | Combined Cycle | Natural Gas | No. 2 Fuel Oil
R1005 | Astoria Generating Company L.P. | Astoria 2 | J | 24149 | Queens | Queens | NY | 1954-03-01 | 180 | 177 | 177 | 172.4 | 170.5 |  | Steam Turbine (Fossil) | Natural Gas |  | 12.6 |  | 0.0079909 | 5581.8 | 0.0055818
R1008 | Astoria Generating Company L.P. | Astoria GT 01 | J | 23523 | Queens | Queens | NY | 1967-07-01 | 16 | 15.7 | 20.5 | 14.2 | 18.9 |  | Combustion Turbine | Natural Gas |  | 1 |  | 0.0071347 | 443 | 0.000443
R1067 | Binghamton BOP, LLC | Binghamton (RET - 1/9/18) | C | 23790 | Binghamton | Broome | NY | 2001-03-01 | 47.7 | 43.8 | 57.2 | 0 | 0 | YES | Combined Cycle | Natural Gas | Kerosene | 3.5 | (3) (R) | 0.0083762 | 1550.5 | 0.0015505
R1073 | Calpine Energy Services LP | Bethpage | K | 23823 | Hicksville | Nassau | NY | 1989-09-01 | 83.6 | 54.9 | 55.1 | 51.5 | 59.7 |  | Combined Cycle | Natural Gas |  | 262 |  | 0.35776 | 116066 | 0.11607
R1074 | Calpine Energy Services LP | Bethpage GT4 | K | 323586 | Hicksville | Nassau | NY | 2002-07-01 | 60 | 48.2 | 51.2 | 45 | 47.6 |  | Combustion Turbine | Natural Gas |  | 70.4 |  | 0.13394 | 31187.2 | 0.031187
R1075 | Calpine Energy Services LP | KIAC_JFK_GT1 | J | 23816 | Jamaica | Queens | NY | 1995-02-01 | 60.6 | 58.7 | 58.7 | 57.5 | 60.8 | YES | Combined Cycle | Natural Gas | No. 2 Fuel Oil | 603.1 | (G) |  | 267173.3 | 0.26717
R1076 | Calpine Energy Services LP | KIAC_JFK_GT2 | J | 23817 | Jamaica | Queens | NY | 1995-02-01 | 60.6 | 58.3 | 58.3 | 56.4 | 59.4 | YES | Combined Cycle | Natural Gas | No. 2 Fuel Oil
R1077 | Calpine Energy Services LP | Stony Brook (BTM:NG) | K | 24151 | Stony Brook | Suffolk | NY | 1995-04-01 | 47 | 9.6 | 9.6 | 0 | 0 | YES | Combustion Turbine | Natural Gas | No. 2 Fuel Oil | 83 | (4) (E) | 0.20159 | 36769 | 0.036769
R1080 | Carr Street Generating Station LP | Carr St.-E. Syr | C | 24060 | Dewitt | Onondaga | NY | 1993-08-01 | 122.6 | 89 | 116.8 | 93.2 | 106.1 | YES | Combined Cycle | Natural Gas | No. 2 Fuel Oil | 150.5 |  | 0.14013 | 66671.5 | 0.066671
R1081 | Castleton Power, LLC | Castleton Energy Center | F | 23900 | Castleton | Rensselaer | NY | 1992-01-01 | 72 | 69 | 86.6 | 68.3 | 78.7 | YES | Combined Cycle | Natural Gas | No. 2 Fuel Oil | 131.2 |  | 0.20802 | 58121.6 | 0.058122
R1104 | Consolidated Edison Co. of NY, Inc. | Brooklyn Navy Yard | J | 23515 | Brooklyn | Kings | NY | 1996-11-01 | 322 | 266.9 | 348.6 | 266.8 | 311.3 | YES | Combined Cycle | Natural Gas | No. 2 Fuel Oil | 1964.7 |  | 0.69652 | 870362.1 | 0.87036
R1105 | Consolidated Edison Co. of NY, Inc. | East River 1 | J | 323558 | Manhattan | New York | NY | 2005-04-01 | 185 | 160.5 | 199 | 154.7 | 200.3 | YES | Combined Cycle | Natural Gas | Kerosene | 1141.4 |  | 0.70431 | 505640.2 | 0.50564
R1106 | Consolidated Edison Co. of NY, Inc. | East River 2 | J | 323559 | Manhattan | New York | NY | 2005-04-05 | 185 | 162.4 | 201.4 | 153.1 | 197.3 | YES | Combined Cycle | Natural Gas | Kerosene | 1092.8 |  | 0.67432 | 484110.4 | 0.48411
R1107 | Consolidated Edison Co. of NY, Inc. | East River 6 | J | 23660 | Manhattan | New York | NY | 1951-11-01 | 156.2 | 144.3 | 144.3 | 145.3 | 147.1 | YES | Steam Turbine (Fossil) | Natural Gas | No. 6 Fuel Oil | 511.6 |  | 0.37389 | 226638.8 | 0.22664
R1108 | Consolidated Edison Co. of NY, Inc. | East River 7 | J | 23524 | Manhattan | New York | NY | 1955-06-01 | 200 | 186.7 | 186.7 | 182.5 | 188.4 | YES | Steam Turbine (Fossil) | Natural Gas | No. 6 Fuel Oil | 209.6 |  | 0.11963 | 92852.8 | 0.092853
R1113 | Consolidated Edison Energy, Inc. | Beaver Falls | E | 23983 | Beaver Falls | Lewis | NY | 1995-03-01 | 107.8 | 80.2 | 94.9 | 81.3 | 91.7 | YES | Combined Cycle | Natural Gas | No. 2 Fuel Oil | 10.8 |  | 0.011437 | 4784.4 | 0.0047844
R1115 | Consolidated Edison Energy, Inc. | Danskammer 1 | G | 23586 | Newburgh | Orange | NY | 1951-12-01 | 72 | 69 | 69 | 69.6 | 69 | YES | Steam Turbine (Fossil) | Natural Gas | No. 6 Fuel Oil | 2.7 |  | 0.0042808 | 1196.1 | 0.0011961
R1116 | Consolidated Edison Energy, Inc. | Danskammer 2 | G | 23589 | Newburgh | Orange | NY | 1954-09-01 | 73.5 | 64.7 | 64.7 | 65.1 | 67 | YES | Steam Turbine (Fossil) | Natural Gas | No. 6 Fuel Oil | 2.7 |  | 0.0041935 | 1196.1 | 0.0011961
R1117 | Consolidated Edison Energy, Inc. | Danskammer 3 | G | 23590 | Newburgh | Orange | NY | 1959-10-01 | 147.1 | 139.2 | 139.2 | 136.7 | 140.6 |  | Steam Turbine (Fossil) | Natural Gas |  | 14.2 |  | 0.01102 | 6290.6 | 0.0062906
R1118 | Consolidated Edison Energy, Inc. | Danskammer 4 | G | 23591 | Newburgh | Orange | NY | 1967-09-01 | 239.4 | 238.2 | 238.2 | 224 | 228.7 |  | Steam Turbine (Fossil) | Natural Gas |  | 10.9 |  | 0.0051975 | 4828.7 | 0.0048287
R1119 | Consolidated Edison Energy, Inc. | Massena | D | 23902 | Massena | St Lawrence | NY | 1992-07-01 | 102.1 | 82.2 | 107.9 | 81.2 | 92.3 | YES | Combined Cycle | Natural Gas | No. 2 Fuel Oil | 1.7 |  | 0.0019007 | 753.1 | 0.0007531
R1121 | Consolidated Edison Energy, Inc. | Rensselaer | F | 23796 | Rensselaer | Rensselaer | NY | 1993-12-01 | 96.9 | 79 | 79 | 77 | 82.7 | YES | Combined Cycle | Natural Gas | No. 2 Fuel Oil | 4.2 |  | 0.0049479 | 1860.6 | 0.0018606
R1124 | Consolidated Edison Energy, Inc. | Selkirk-I | F | 23801 | Selkirk | Albany | NY | 1992-03-01 | 107.2 | 82.1 | 107.2 | 80.3 | 105.5 | YES | Combined Cycle | Natural Gas | No. 2 Fuel Oil | 25.1 |  | 0.026729 | 11119.3 | 0.011119
R1125 | Consolidated Edison Energy, Inc. | Selkirk-II | F | 23799 | Selkirk | Albany | NY | 1994-09-01 | 338.8 | 291.3 | 380.5 | 281 | 333.1 | YES | Combined Cycle | Natural Gas | No. 2 Fuel Oil | 389.2 |  | 0.13114 | 172415.6 | 0.17242
R1126 | Consolidated Edison Energy, Inc. | Syracuse | C | 23985 | Syracuse | Onondaga | NY | 1993-09-01 | 102.7 | 86.8 | 107.3 | 85.3 | 98.9 | YES | Combined Cycle | Natural Gas | No. 2 Fuel Oil | 32.5 |  | 0.036125 | 14397.5 | 0.014398
R1131 | CPV Valley, LLC | CPV_VALLEY___CC1 | G | 323721 | Wawayanda | Orange | NY | 2018-03-01 | 385 | 340 | 380.5 | 309.3 | 377.8 | YES | Combined Cycle | Natural Gas | No. 2 Fuel Oil | 686.8 | (6) (N) | 0.20364 | 304252.4 | 0.30425
R1132 | CPV Valley, LLC | CPV_VALLEY___CC2 | G | 323722 | Wawayanda | Orange | NY | 2018-03-01 | 385 | 340 | 380.5 | 312.4 | 377.2 | YES | Combined Cycle | Natural Gas | No. 2 Fuel Oil | 667.3 | (7) (N) | 0.19786 | 295613.9 | 0.29561
R1133 | Cubit Power One Inc. | Arthur Kill Cogen | J | 323718 | Staten Island | Richmond | NY | 2018-05-22 | 11.1 | 11.1 | 11.1 | 0 | 0 |  | Internal Combustion | Natural Gas |  | 0.2 | (8) (N) | 0.0020569 | 88.6 | 8.86e-05
R1134 | Dynegy Marketing and Trade, LLC | Independence | C | 23970 | Scriba | Oswego | NY | 1994-11-01 | 1254 | 956.4 | 1130.9 | 988 | 1130.9 |  | Combined Cycle | Natural Gas |  | 4912.1 |  | 0.44716 | 2176060.3 | 2.1761
R1144 | Emera Energy Services, Inc | Lockport | A | 23791 | Lockport | Niagara | NY | 1992-07-01 | 221.3 | 225.2 | 261.7 | 210.8 | 230.8 | YES | Combined Cycle | Natural Gas | No. 2 Fuel Oil | 444.9 |  | 0.2295 | 197090.7 | 0.19709
R1145 | Emera Energy U.S. Sub. No. 1, Inc. | Greenidge 4 | C | 23583 | Torrey | Yates | NY | 1953-12-01 | 112.5 | 106.3 | 106.3 | 104 | 104 |  | Steam Turbine (Fossil) | Natural Gas | Wood | 202.4 |  | 0.20538 | 89663.2 | 0.089663
R1146 | Emera Energy Services Sub. No. 3 LLC | Fortistar - N.Tonawanda | A | 24026 | N Tonawanda | Erie | NY | 1993-06-01 | 68.5 | 59 | 75 | 59.1 | 68.5 | YES | Combined Cycle | Natural Gas | No. 2 Fuel Oil | 24.1 |  | 0.040163 | 10676.3 | 0.010676
R1147 | Empire Generating Co, LLC | EMPIRE_CC_1 | F | 323656 | Rensselaer | Rensselaer | NY | 2010-09-02 | 335 | 294.2 | 360.2 | 299.8 | 333 | YES | Combined Cycle | Natural Gas | No. 2 Fuel Oil | 1355.4 |  | 0.46187 | 600442.2 | 0.60044
R1148 | Empire Generating Co, LLC | EMPIRE_CC_2 | F | 323658 | Rensselaer | Rensselaer | NY | 2010-09-02 | 335 | 298.2 | 365.1 | 299.8 | 333 | YES | Combined Cycle | Natural Gas | No. 2 Fuel Oil | 843.1 |  | 0.2873 | 373493.3 | 0.37349
R1149 | ENGIE Energy Marketing NA, Inc. | Nassau Energy Corporation | K | 323695 | Garden City | Nassau | NY | 1991-03-01 | 55 | 51.6 | 60.1 | 43.7 | 53.9 | YES | Combined Cycle | Natural Gas | No. 2 Fuel Oil | 331 |  | 0.68701 | 146633 | 0.14663
R1338 | Freeport Electric | Freeport CT 2 | K | 23818 | Freeport | Nassau | NY | 2004-03-01 | 60.5 | 50.3 | 50.3 | 47.1 | 50.7 | YES | Combustion Turbine | Natural Gas | Kerosene | 43.3 |  | 0.081701 | 19181.9 | 0.019182
R1339 | GenOn Energy Management, LLC | Bowline 1 | G | 23526 | West Haverstraw | Rockland | NY | 1972-09-01 | 621 | 577.7 | 577.7 | 556.8 | 549.5 | YES | Steam Turbine (Fossil) | Natural Gas | No. 6 Fuel Oil | 238.4 |  | 0.043824 | 105611.2 | 0.10561
R1340 | GenOn Energy Management, LLC | Bowline 2 | G | 23595 | West Haverstraw | Rockland | NY | 1974-05-01 | 621 | 567.4 | 567.4 | 547.5 | 567.9 | YES | Steam Turbine (Fossil) | Natural Gas | No. 6 Fuel Oil | 229.3 |  | 0.042151 | 101579.9 | 0.10158
R1342 | Helix Ravenswood, LLC | Ravenswood 01 | J | 23729 | Queens | Queens | NY | 1967-07-01 | 18.6 | 8.8 | 11.5 | 7.8 | 6.4 |  | Combustion Turbine | Natural Gas |  | 0.2 |  | 0.0012275 | 88.6 | 8.86e-05
R1345 | Helix Ravenswood, LLC | Ravenswood 2-1 (IIFO - 4/1/18) | J | 24244 | Queens | Queens | NY | 1970-12-01 | 42.9 | 40.4 | 51.4 | 0 | 0 | YES | Jet Engine | Natural Gas | Kerosene | 0.2 | (11) (I) | 0.00053219 | 88.6 | 8.86e-05
R1346 | Helix Ravenswood, LLC | Ravenswood 2-2 (IIFO - 4/1/18) | J | 24245 | Queens | Queens | NY | 1970-12-01 | 42.9 | 37.6 | 47.8 | 0 | 0 | YES | Jet Engine | Natural Gas | Kerosene |  | (11) (I)
R1347 | Helix Ravenswood, LLC | Ravenswood 2-3 (IIFO - 4/1/18) | J | 24246 | Queens | Queens | NY | 1970-12-01 | 42.9 | 39.2 | 49.9 | 0 | 0 | YES | Jet Engine | Natural Gas | Kerosene |  | (11) (I)
R1348 | Helix Ravenswood, LLC | Ravenswood 2-4 (IIFO - 4/1/18) | J | 24247 | Queens | Queens | NY | 1970-12-01 | 42.9 | 39.8 | 50.6 | 0 | 0 | YES | Jet Engine | Natural Gas | Kerosene |  | (11) (I)
R1349 | Helix Ravenswood, LLC | Ravenswood 3-1 (IIFO - 4/1/18) | J | 24248 | Queens | Queens | NY | 1970-08-01 | 42.9 | 40.5 | 51.5 | 0 | 0 | YES | Jet Engine | Natural Gas | Kerosene |  | (11) (I)
R1350 | Helix Ravenswood, LLC | Ravenswood 3-2 (IIFO - 4/1/18) | J | 24249 | Queens | Queens | NY | 1970-08-01 | 42.9 | 38.1 | 48.5 | 0 | 0 | YES | Jet Engine | Natural Gas | Kerosene |  | (11) (I)
R1351 | Helix Ravenswood, LLC | Ravenswood 3-4 (IIFO - 4/1/18) | J | 24251 | Queens | Queens | NY | 1970-08-01 | 42.9 | 35.8 | 45.5 | 0 | 0 | YES | Jet Engine | Natural Gas | Kerosene |  | (11) (I)
R1352 | Helix Ravenswood, LLC | Ravenswood CC 04 | J | 23820 | Queens | Queens | NY | 2004-05-01 | 250 | 231.2 | 276.7 | 221.8 | 272.5 | YES | Combined Cycle | Natural Gas | No. 2 Fuel Oil | 1347.4 |  | 0.61525 | 596898.2 | 0.5969
R1357 | Indeck Energy Services of Silver Springs | Indeck-Silver Springs | C | 23768 | Silver Springs | Wyoming | NY | 1991-04-01 | 56.6 | 51.5 | 66.1 | 49.5 | 63.9 | YES | Combined Cycle | Natural Gas | No. 2 Fuel Oil | 78.3 |  | 0.15792 | 34686.9 | 0.034687
R1358 | Indeck-Corinth LP | Indeck-Corinth | F | 23802 | Corinth | Saratoga | NY | 1995-07-01 | 147 | 131.2 | 134 | 130.7 | 135.2 | YES | Combined Cycle | Natural Gas | No. 2 Fuel Oil | 694.2 |  | 0.53909 | 307530.6 | 0.30753
R1359 | Indeck-Olean LP | Indeck-Olean | A | 23982 | Olean | Cattaraugus | NY | 1993-12-01 | 90.6 | 79.4 | 88.5 | 76.8 | 88 | YES | Combined Cycle | Natural Gas | No. 2 Fuel Oil | 126.8 |  | 0.15977 | 56172.4 | 0.056172
R1360 | Indeck-Oswego LP | Indeck-Oswego | C | 23783 | Oswego | Oswego | NY | 1990-05-01 | 57.4 | 51.6 | 66.7 | 49.8 | 60 | YES | Combined Cycle | Natural Gas | No. 2 Fuel Oil | 63.9 |  | 0.12708 | 28307.7 | 0.028308
R1361 | Indeck-Yerkes LP | Indeck-Yerkes | A | 23781 | Tonawanda | Erie | NY | 1990-02-01 | 59.9 | 49.7 | 60.5 | 48 | 55.7 | YES | Combined Cycle | Natural Gas | No. 2 Fuel Oil | 60.5 |  | 0.1153 | 26801.5 | 0.026801
R1369 | Jamestown Board of Public Utilities | Jamestown 5 | A | 1658 | Jamestown | Chautauqua | NY | 1951-08-01 | 28.7 | 23 | 23 | 22 | 21.6 |  | Steam Turbine (Fossil) | Natural Gas | Bituminous Coal | 0.8 |  | 0.003182 | 354.4 | 0.0003544
R1370 | Jamestown Board of Public Utilities | Jamestown 6 | A | 1658 | Jamestown | Chautauqua | NY | 1968-08-01 | 25 | 22.4 | 22.4 | 19 | 18.8 |  | Steam Turbine (Fossil) | Natural Gas | Bituminous Coal | 23.7 |  | 0.10822 | 10499.1 | 0.010499
R1371 | Jamestown Board of Public Utilities | Jamestown 7 | A | 1659 | Jamestown | Chautauqua | NY | 2002-01-01 | 47.3 | 40 | 40 | 40.9 | 46.2 |  | Combustion Turbine | Natural Gas |  | 109.8 |  | 0.26499 | 48641.4 | 0.048641
R1376 | Long Island Power Authority | Barrett 03 | K | 23706 | Island Park | Nassau | NY | 1970-06-01 | 18 | 17.9 | 23.4 | 16.1 | 19.9 | YES | Combustion Turbine | Natural Gas | No. 2 Fuel Oil | 6.5 |  | 0.041223 | 2879.5 | 0.0028795
R1377 | Long Island Power Authority | Barrett 04 | K | 23707 | Island Park | Nassau | NY | 1970-07-01 | 18 | 17.7 | 23.1 | 17.8 | 20.8 | YES | Combustion Turbine | Natural Gas | No. 2 Fuel Oil | 9.3 |  | 0.05898 | 4119.9 | 0.0041199
R1378 | Long Island Power Authority | Barrett 05 | K | 23708 | Island Park | Nassau | NY | 1970-07-01 | 18 | 17.8 | 23.3 | 18.4 | 20.1 | YES | Combustion Turbine | Natural Gas | No. 2 Fuel Oil | 7 |  | 0.044394 | 3101 | 0.003101
R1379 | Long Island Power Authority | Barrett 06 | K | 23709 | Island Park | Nassau | NY | 1970-07-01 | 18 | 17.8 | 23.3 | 17 | 19.4 | YES | Combustion Turbine | Natural Gas | No. 2 Fuel Oil | 4.6 |  | 0.029173 | 2037.8 | 0.0020378
R1380 | Long Island Power Authority | Barrett 08 | K | 23711 | Island Park | Nassau | NY | 1970-07-01 | 18 | 17.3 | 22.6 | 17.6 | 20.2 | YES | Combustion Turbine | Natural Gas | No. 2 Fuel Oil | 4.6 |  | 0.029173 | 2037.8 | 0.0020378
R1381 | Long Island Power Authority | Barrett 09 | K | 23700 | Island Park | Nassau | NY | 1971-06-01 | 41.8 | 43.4 | 55.2 | 40.6 | 48.6 | YES | Jet Engine | Natural Gas | No. 2 Fuel Oil | 23 |  | 0.062813 | 10189 | 0.010189
R1382 | Long Island Power Authority | Barrett 10 | K | 23701 | Island Park | Nassau | NY | 1971-06-01 | 41.8 | 42.7 | 54.3 | 41.1 | 52.2 | YES | Jet Engine | Natural Gas | No. 2 Fuel Oil | 16.7 |  | 0.045607 | 7398.1 | 0.0073981
R1383 | Long Island Power Authority | Barrett 11 | K | 23702 | Island Park | Nassau | NY | 1971-06-01 | 41.8 | 43.3 | 55.1 | 40.6 | 49.3 | YES | Jet Engine | Natural Gas | No. 2 Fuel Oil | 38.6 |  | 0.10542 | 17099.8 | 0.0171
R1384 | Long Island Power Authority | Barrett 12 | K | 23703 | Island Park | Nassau | NY | 1971-06-01 | 41.8 | 44 | 56 | 40.1 | 49.4 | YES | Jet Engine | Natural Gas | No. 2 Fuel Oil | 30 |  | 0.08193 | 13290 | 0.01329
R1385 | Long Island Power Authority | Barrett GT 01 | K | 23704 | Island Park | Nassau | NY | 1970-06-01 | 18 | 18.1 | 23.6 | 18.4 | 20.1 | YES | Combustion Turbine | Natural Gas | No. 2 Fuel Oil | 3.9 |  | 0.024734 | 1727.7 | 0.0017277
R1386 | Long Island Power Authority | Barrett GT 02 | K | 23705 | Island Park | Nassau | NY | 1970-06-01 | 18 | 17.4 | 22.7 | 17 | 19.3 | YES | Combustion Turbine | Natural Gas | No. 2 Fuel Oil | 3.9 |  | 0.024734 | 1727.7 | 0.0017277
R1387 | Long Island Power Authority | Barrett ST 01 | K | 23545 | Island Park | Nassau | NY | 1956-11-01 | 188 | 200.2 | 200.2 | 197.2 | 197.2 | YES | Steam Turbine (Fossil) | Natural Gas | No. 6 Fuel Oil | 566.9 |  | 0.34423 | 251136.7 | 0.25114
R1388 | Long Island Power Authority | Barrett ST 02 | K | 23546 | Island Park | Nassau | NY | 1963-10-01 | 188 | 197.5 | 197.5 | 187.7 | 193 | YES | Steam Turbine (Fossil) | Natural Gas | No. 6 Fuel Oil | 721.4 |  | 0.43804 | 319580.2 | 0.31958
R1389 | Long Island Power Authority | Bethpage 3 | K | 323564 | Hicksville | Nassau | NY | 2005-05-01 | 96 | 79.9 | 91.4 | 76.5 | 77.9 |  | Combined Cycle | Natural Gas |  | 121.8 |  | 0.14483 | 53957.4 | 0.053957
R1390 | Long Island Power Authority | Caithness_CC_1 | K | 323624 | Brookhaven | Suffolk | NY | 2009-08-01 | 375 | 315.6 | 389.8 | 325.9 | 362.3 | YES | Combined Cycle | Natural Gas | No. 2 Fuel Oil | 2478.2 |  | 0.7544 | 1097842.6 | 1.0978
R1395 | Long Island Power Authority | Far Rockaway GT1 | K | 24212 | Far Rockaway | Queens | NY | 2002-07-01 | 60.5 | 53.5 | 73.1 | 55.1 | 58.6 |  | Jet Engine | Natural Gas |  | 140.8 |  | 0.26567 | 62374.4 | 0.062374
R1400 | Long Island Power Authority | Glenwood GT 04 | K | 24219 | Glenwood | Nassau | NY | 2002-06-01 | 53 | 42.3 | 50 | 42.6 | 46.6 | YES | Combustion Turbine | Natural Gas | No. 2 Fuel Oil | 35.7 |  | 0.076893 | 15815.1 | 0.015815
R1401 | Long Island Power Authority | Glenwood GT 05 | K | 24220 | Glenwood | Nassau | NY | 2002-06-01 | 53 | 42 | 49.6 | 42.5 | 44.4 | YES | Combustion Turbine | Natural Gas | No. 2 Fuel Oil | 50.7 |  | 0.1092 | 22460.1 | 0.02246
R1417 | Long Island Power Authority | Northport 1 | K | 23551 | Northport | Suffolk | NY | 1967-07-01 | 387 | 395 | 395 | 397.2 | 395 | YES | Steam Turbine (Fossil) | Natural Gas | No. 6 Fuel Oil | 340.3 |  | 0.10038 | 150752.9 | 0.15075
R1418 | Long Island Power Authority | Northport 2 | K | 23552 | Northport | Suffolk | NY | 1968-06-01 | 387 | 396 | 396 | 399.7 | 397.5 | YES | Steam Turbine (Fossil) | Natural Gas | No. 6 Fuel Oil | 665.4 |  | 0.19628 | 294772.2 | 0.29477
R1419 | Long Island Power Authority | Northport 3 | K | 23553 | Northport | Suffolk | NY | 1972-07-01 | 387 | 399.2 | 399.2 | 397.7 | 395 | YES | Steam Turbine (Fossil) | Natural Gas | No. 6 Fuel Oil | 932.1 |  | 0.27495 | 412920.3 | 0.41292
R1420 | Long Island Power Authority | Northport 4 | K | 23650 | Northport | Suffolk | NY | 1977-12-01 | 387 | 399.2 | 399.2 | 380 | 373.7 | YES | Steam Turbine (Fossil) | Natural Gas | No. 6 Fuel Oil | 746.1 |  | 0.22008 | 330522.3 | 0.33052
R1424 | Long Island Power Authority | Pilgrim GT1 | K | 24216 | Brentwood | Suffolk | NY | 2002-08-01 | 50 | 45.6 | 45.6 | 43 | 46.1 |  | Combustion Turbine | Natural Gas |  | 54.7 |  | 0.12489 | 24232.1 | 0.024232
R1425 | Long Island Power Authority | Pilgrim GT2 | K | 24217 | Brentwood | Suffolk | NY | 2002-08-01 | 50 | 46.2 | 46.2 | 42.2 | 46.6 |  | Combustion Turbine | Natural Gas |  | 53.7 |  | 0.1226 | 23789.1 | 0.023789
R1426 | Long Island Power Authority | Pinelawn Power 1 | K | 323563 | Babylon | Suffolk | NY | 2005-06-01 | 82 | 78 | 78 | 75.5 | 77.9 | YES | Combined Cycle | Natural Gas | Kerosene | 162.2 |  | 0.2258 | 71854.6 | 0.071855
R1430 | Long Island Power Authority | Port Jefferson GT 02 | K | 24210 | Port Jefferson | Suffolk | NY | 2002-07-01 | 53 | 44 | 52 | 41.9 | 46.6 | YES | Combustion Turbine | Natural Gas | No. 2 Fuel Oil | 23.9 |  | 0.051478 | 10587.7 | 0.010588
R1431 | Long Island Power Authority | Port Jefferson GT 03 | K | 24211 | Port Jefferson | Suffolk | NY | 2002-07-01 | 53 | 43.1 | 50.9 | 39.1 | 45.4 | YES | Combustion Turbine | Natural Gas | No. 2 Fuel Oil | 30.9 |  | 0.066555 | 13688.7 | 0.013689
R1438 | Long Island Power Authority | South Oaks Hosp | K | 5011 | Amityville | Suffolk | NY | 1990-06-01 | 1 | 0 | 0 | 0 | 0 |  | Internal Combustion | Natural Gas
R1451 | New Athens Generating Company, LLC | Athens 1 | F | 23668 | Athens | Greene | NY | 2004-05-01 | 441 | 316.6 | 399.9 | 331 | 395.1 | YES | Combined Cycle | Natural Gas | No. 2 Fuel Oil | 1450.1 |  | 0.37537 | 642394.3 | 0.64239
R1452 | New Athens Generating Company, LLC | Athens 2 | F | 23670 | Athens | Greene | NY | 2004-05-01 | 441 | 315.6 | 398.6 | 328.8 | 399 | YES | Combined Cycle | Natural Gas | No. 2 Fuel Oil | 879.8 |  | 0.22774 | 389751.4 | 0.38975
R1453 | New Athens Generating Company, LLC | Athens 3 | F | 23677 | Athens | Greene | NY | 2004-05-01 | 441 | 312.8 | 395.1 | 329 | 395 | YES | Combined Cycle | Natural Gas | No. 2 Fuel Oil | 1292.1 |  | 0.33447 | 572400.3 | 0.5724
R1456 | New York Power Authority | Astoria CC 1 | J | 323568 | Queens | Queens | NY | 2006-01-01 | 288 | 246.2 | 270.2 | 235.4 | 260 | YES | Combined Cycle | Natural Gas | No. 2 Fuel Oil | 2140.4 | (G) | 0.8484 | 948197.2 | 0.9482
R1457 | New York Power Authority | Astoria CC 2 | J | 323569 | Queens | Queens | NY | 2006-01-01 | 288 | 246.2 | 270.2 | 235.4 | 260 | YES | Combined Cycle | Natural Gas | No. 2 Fuel Oil
R1462 | New York Power Authority | Brentwood | K | 24164 | Brentwood | Suffolk | NY | 2001-08-01 | 47 | 47.1 | 47.1 | 43.8 | 46.3 |  | Combustion Turbine | Natural Gas |  | 60.7 |  | 0.14743 | 26890.1 | 0.02689
R1467 | New York Power Authority | Flynn | K | 23794 | Holtsville | Suffolk | NY | 1994-05-01 | 170 | 135.5 | 168.4 | 138.6 | 162.7 | YES | Combined Cycle | Natural Gas | No. 2 Fuel Oil | 636.1 |  | 0.42714 | 281792.3 | 0.28179
R1468 | New York Power Authority | Gowanus 5 | J | 24156 | Brooklyn | Kings | NY | 2001-08-01 | 47 | 45.4 | 45.4 | 40 | 40 |  | Combustion Turbine | Natural Gas |  | 71.7 |  | 0.17415 | 31763.1 | 0.031763
R1469 | New York Power Authority | Gowanus 6 | J | 24157 | Brooklyn | Kings | NY | 2001-08-01 | 47 | 46.1 | 46.1 | 39.9 | 39.9 |  | Combustion Turbine | Natural Gas |  | 48.9 |  | 0.11877 | 21662.7 | 0.021663
R1474 | New York Power Authority | Harlem River 1 | J | 24160 | Bronx | Bronx | NY | 2001-08-01 | 47 | 46 | 46 | 39.9 | 39.9 |  | Combustion Turbine | Natural Gas |  | 26.4 |  | 0.064121 | 11695.2 | 0.011695
R1475 | New York Power Authority | Harlem River 2 | J | 24161 | Bronx | Bronx | NY | 2001-08-01 | 47 | 45.2 | 45.2 | 40 | 40 |  | Combustion Turbine | Natural Gas |  | 15.1 |  | 0.036675 | 6689.3 | 0.0066893
R1476 | New York Power Authority | Hellgate 1 | J | 24158 | Bronx | Bronx | NY | 2001-08-01 | 47 | 45 | 45 | 39.9 | 39.9 |  | Combustion Turbine | Natural Gas |  | 26.2 |  | 0.063635 | 11606.6 | 0.011607
R1477 | New York Power Authority | Hellgate 2 | J | 24159 | Bronx | Bronx | NY | 2001-08-01 | 47 | 45 | 45 | 40 | 40 |  | Combustion Turbine | Natural Gas |  | 14 |  | 0.034004 | 6202 | 0.006202
R1480 | New York Power Authority | Kent | J | 24152 | Brooklyn | Kings | NY | 2001-08-01 | 47 | 46.9 | 46.9 | 45.9 | 46.6 |  | Combustion Turbine | Natural Gas |  | 53.5 |  | 0.12994 | 23700.5 | 0.0237
R1484 | New York Power Authority | Pouch | J | 24155 | Staten Island | Richmond | NY | 2001-08-01 | 47 | 47.1 | 47.1 | 45.6 | 46 |  | Combustion Turbine | Natural Gas |  | 59.9 |  | 0.14549 | 26535.7 | 0.026536
R1486 | New York Power Authority | Vernon Blvd 2 | J | 24162 | Queens | Queens | NY | 2001-08-01 | 47 | 46.2 | 46.2 | 40 | 40 |  | Combustion Turbine | Natural Gas |  | 40.4 |  | 0.098125 | 17897.2 | 0.017897
R1487 | New York Power Authority | Vernon Blvd 3 | J | 24163 | Queens | Queens | NY | 2001-08-01 | 47 | 43.8 | 43.8 | 39.9 | 39.9 |  | Combustion Turbine | Natural Gas |  | 23.7 |  | 0.057563 | 10499.1 | 0.010499
R1499 | New York State Elec. & Gas Corp. | Auburn - State St. | C | 24147 | Auburn | Cayuga | NY | 1995-01-01 | 7.4 | 5.8 | 8.2 | 1.7 | 7.3 |  | Combustion Turbine | Natural Gas
R1533 | Niagara Mohawk Power Corp. | General Mills Inc | A | 23808 | Buffalo | Erie | NY | 1988-12-01 | 3.8 | 3.8 | 3.8 | 0 | 0 |  | Combustion Turbine | Natural Gas |  | 1.6 |  | 0.048065 | 708.8 | 0.0007088
R1542 | Niagara Mohawk Power Corp. | Allied Frozen Storage | A | 23774 | Cheektowaga | Erie | NY | 2008-05-01 | 0.1 | 0 | 0 | 0 | 0 |  | Internal Combustion | Natural Gas |  | 0.1 |  | 0.11416 | 44.3 | 4.43e-05
R1551 | Niagara Mohawk Power Corp. | Burrstone Engy Center, LLC LU | E | 23633 | Utica | Oneida | NY | 2009-11-01 | 1.1 | 0 | 0 | 0 | 0 |  | Internal Combustion | Natural Gas |  | 0.9 |  | 0.0934 | 398.7 | 0.0003987
R1552 | Niagara Mohawk Power Corp. | Burrstone Engy Center, LLC U | E | 23633 | Utica | Oneida | NY | 2009-11-01 | 2.2 | 0 | 0 | 0 | 0 |  | Internal Combustion | Natural Gas |  | 0.1 |  | 0.0051889 | 44.3 | 4.43e-05
R1561 | Niagara Mohawk Power Corp. | Cal Ban Power | A | 23774 | Allegany | Allegany | NY | 1995-06-01 | 0.1 | 0 | 0 | 0 | 0 |  | Internal Combustion | Natural Gas
R1591 | Niagara Mohawk Power Corp. | Hydrocarbon-Algny | A | 23774 | Allegany | Allegany | NY | 1992-12-01 | 0.2 | 0 | 0 | 0 | 0 |  | Internal Combustion | Natural Gas
R1595 | Niagara Mohawk Power Corp. | Laidlaw Energy | A | 23774 | Ellicottville | Cattaraugus | NY | 1991-07-01 | 3.4 | 0 | 0 | 0 | 0 |  | Combustion Turbine | Natural Gas
R1596 | Niagara Mohawk Power Corp. | Laidlaw Energy | A | 23774 | Ellicottville | Cattaraugus | NY | 1991-07-01 | 2.4 | 0 | 0 | 0 | 0 |  | Steam Turbine (Fossil) | Natural Gas
R1605 | Niagara Mohawk Power Corp. | Nottingham High School | C | 23634 | Syracuse | Onondaga | NY | 1988-06-01 | 0.2 | 0 | 0 | 0 | 0 |  | Cogeneration | Natural Gas
R1614 | Niagara Mohawk Power Corp. | St. Elizabeth Medical Center | E | 23633 | Utica | Oneida | NY | 2012-02-01 | 0.6 | 0 | 0 | 0 | 0 |  | Internal Combustion | Natural Gas |  | 0.4 |  | 0.076104 | 177.2 | 0.0001772
R1625 | Niagara Mohawk Power Corp. | Tri-City JATC | F | 23643 | Latham | Albany | NY | 2009-11-01 | 0 | 0 | 0 | 0 | 0 |  | Internal Combustion | Natural Gas
R1627 | Niagara Mohawk Power Corp. | United States Gypsum | B | 23774 | Batavia | Genesee | NY | 2009-11-01 | 5.8 | 0 | 0 | 0 | 0 |  | Cogeneration | Natural Gas |  | 1.2 |  | 0.023618 | 531.6 | 0.0005316
R1646 | NRG Power Marketing LLC | Arthur Kill GT 1 | J | 23520 | Staten Island | Richmond | NY | 1970-06-01 | 20 | 16.5 | 21.6 | 12.1 | 15.1 |  | Combustion Turbine | Natural Gas |  | 1 |  | 0.0057078 | 443 | 0.000443
R1647 | NRG Power Marketing LLC | Arthur Kill ST 2 | J | 23512 | Staten Island | Richmond | NY | 1959-08-01 | 376.2 | 357.7 | 357.7 | 335.4 | 341.8 |  | Steam Turbine (Fossil) | Natural Gas |  | 454.4 |  | 0.13788 | 201299.2 | 0.2013
R1648 | NRG Power Marketing LLC | Arthur Kill ST 3 | J | 23513 | Staten Island | Richmond | NY | 1969-06-01 | 535.5 | 518 | 518 | 519.4 | 522.9 |  | Steam Turbine (Fossil) | Natural Gas |  | 534.3 |  | 0.1139 | 236694.9 | 0.23669
R1670 | PSEG Energy Resource & Trade, LLC | Bethlehem Energy Center | F | 323570 | Bethlehem | Albany | NY | 2005-07-01 | 893.1 | 835 | 924.8 | 814.6 | 908.5 | YES | Combined Cycle | Natural Gas | No. 2 Fuel Oil | 5142.1 |  | 0.65726 | 2277950.3 | 2.278
R1693 | Seneca Power Partners, L.P. | Allegany | B | 23514 | Hume | Allegany | NY | 1995-03-01 | 67 | 62.9 | 82.2 | 61.4 | 63.4 |  | Combined Cycle | Natural Gas |  | 35.7 |  | 0.060826 | 15815.1 | 0.015815
R1694 | Seneca Power Partners, L.P. | Batavia | B | 24024 | Batavia | Genesee | NY | 1992-06-01 | 67.3 | 57.1 | 71.7 | 48.8 | 60.1 |  | Combined Cycle | Natural Gas |  | 35.3 |  | 0.059876 | 15637.9 | 0.015638
R1695 | Seneca Power Partners, L.P. | Carthage Energy | E | 23857 | Carthage | Jefferson | NY | 1991-08-01 | 62.9 | 59 | 70.6 | 56.3 | 64.5 | YES | Combined Cycle | Natural Gas | No. 2 Fuel Oil | 19.9 |  | 0.036116 | 8815.7 | 0.0088157
R1696 | Seneca Power Partners, L.P. | Hillburn GT | G | 23639 | Hillburn | Rockland | NY | 1971-04-01 | 46.5 | 37.9 | 51.8 | 35.4 | 45.1 | YES | Jet Engine | Natural Gas | Kerosene | 0.4 |  | 0.00098198 | 177.2 | 0.0001772
R1697 | Seneca Power Partners, L.P. | Shoemaker GT | G | 23640 | Middletown | Orange | NY | 1971-05-01 | 41.9 | 33.1 | 45.2 | 32.7 | 40.8 | YES | Jet Engine | Natural Gas | Kerosene | 0.4 |  | 0.0010898 | 177.2 | 0.0001772
R1698 | Seneca Power Partners, L.P. | Sterling | E | 23777 | Sherrill | Oneida | NY | 1991-06-01 | 65.3 | 57.4 | 72.1 | 50.9 | 62.5 |  | Combined Cycle | Natural Gas |  | 26.2 |  | 0.045802 | 11606.6 | 0.011607
R1704 | Tenaska Power Services Co. | Freeport CT 1 | K | 23764 | Freeport | Nassau | NY | 2004-06-01 | 60 | 48.3 | 51.3 | 45.7 | 46.4 | YES | Combustion Turbine | Natural Gas | No. 2 Fuel Oil | 36.7 |  | 0.069825 | 16258.1 | 0.016258
R1705 | TransAlta Energy Marketing (U.S.) Inc. | Saranac Energy | D | 23793 | Plattsburgh | Clinton | NY | 1994-06-01 | 285.6 | 253.7 | 298.4 | 249.8 | 276.2 |  | Combined Cycle | Natural Gas |  | 70.8 |  | 0.028299 | 31364.4 | 0.031364
Totals | [8 empty] | 18310.4 | [8 empty] | 46023.4 |  |  | 20388366.2 | 20.3884

## No. 6 Fuel Oil
Line No. | Billing Org | Station Unit | Zone | PTID | Town | Cnty | St | YYY-MM-DD | Nameplate MW | CRIS SUM MW | CRIS WIN MW | CAPABILITY SUM MW | CAPABILITY WIN MW | DUAL | Unit Type | Fuel Type 1 | Fuel Type 2 | 2018 GWh | Notes | Capacity | CO2 Emissions MTCO2 | CO2 Emissions MMTCO2
R1006 | Astoria Generating Company L.P. | Astoria 3 | J | 23516 | Queens | Queens | NY | 1958-09-01 | 376 | 369.9 | 369.9 | 370.2 | 373.2 | YES | Steam Turbine (Fossil) | No. 6 Fuel Oil | Natural Gas | 307.3 |  | 0.093298 | 228323.9 | 0.22832
R1007 | Astoria Generating Company L.P. | Astoria 5 | J | 23518 | Queens | Queens | NY | 1962-05-01 | 387 | 376.3 | 376.3 | 376.9 | 384.2 | YES | Steam Turbine (Fossil) | No. 6 Fuel Oil | Natural Gas | 757.8 |  | 0.22353 | 563045.4 | 0.56305
R1122 | Consolidated Edison Energy, Inc. | Roseton 1 | G | 23587 | Newburgh | Orange | NY | 1974-12-01 | 621 | 614.8 | 614.8 | 584.2 | 608 | YES | Steam Turbine (Fossil) | No. 6 Fuel Oil | Natural Gas | 264.8 |  | 0.048677 | 196746.4 | 0.19675
R1123 | Consolidated Edison Energy, Inc. | Roseton 2 | G | 23588 | Newburgh | Orange | NY | 1974-09-01 | 621 | 605.7 | 605.7 | 600 | 603.5 | YES | Steam Turbine (Fossil) | No. 6 Fuel Oil | Natural Gas | 251.7 |  | 0.046269 | 187013.1 | 0.18701
R1353 | Helix Ravenswood, LLC | Ravenswood ST 01 | J | 23533 | Queens | Queens | NY | 1963-02-01 | 400 | 365.1 | 365.1 | 368 | 370.2 | YES | Steam Turbine (Fossil) | No. 6 Fuel Oil | Natural Gas | 598.7 |  | 0.17086 | 444834.1 | 0.44483
R1354 | Helix Ravenswood, LLC | Ravenswood ST 02 | J | 23534 | Queens | Queens | NY | 1963-05-01 | 400 | 391.6 | 391.6 | 374 | 375.7 | YES | Steam Turbine (Fossil) | No. 6 Fuel Oil | Natural Gas | 579 |  | 0.16524 | 430197 | 0.4302
R1355 | Helix Ravenswood, LLC | Ravenswood ST 03 | J | 23535 | Queens | Queens | NY | 1965-06-01 | 1027 | 986.8 | 986.8 | 975 | 976.2 | YES | Steam Turbine (Fossil) | No. 6 Fuel Oil | Natural Gas | 797.2 |  | 0.088612 | 592319.6 | 0.59232
R1427 | Long Island Power Authority | Port Jefferson 3 | K | 23555 | Port Jefferson | Suffolk | NY | 1958-11-01 | 188 | 194.5 | 194.5 | 189 | 195 | YES | Steam Turbine (Fossil) | No. 6 Fuel Oil | Natural Gas | 172.7 |  | 0.10486 | 128316.1 | 0.12832
R1428 | Long Island Power Authority | Port Jefferson 4 | K | 23616 | Port Jefferson | Suffolk | NY | 1960-11-01 | 188 | 198.7 | 198.7 | 189.5 | 191.7 | YES | Steam Turbine (Fossil) | No. 6 Fuel Oil | Natural Gas | 155.2 |  | 0.094239 | 115313.6 | 0.11531
R1661 | NRG Power Marketing LLC | Oswego 5 | C | 23606 | Oswego | Oswego | NY | 1976-02-01 | 901.8 | 850.3 | 850.3 | 801.7 | 827 |  | Steam Turbine (Fossil) | No. 6 Fuel Oil |  | 24.4 |  | 0.0030887 | 18129.2 | 0.018129
R1662 | NRG Power Marketing LLC | Oswego 6 | C | 23613 | Oswego | Oswego | NY | 1980-07-01 | 901.8 | 835.2 | 835.2 | 815 | 827.5 | YES | Steam Turbine (Fossil) | No. 6 Fuel Oil | Natural Gas | 24.9 |  | 0.003152 | 18500.7 | 0.018501
Totals | [8 empty] | 6011.6 | [8 empty] | 3933.7 |  |  | 2922739.1 | 2.9227

## No. 2 Fuel Oil
Line No. | Billing Org | Station Unit | Zone | PTID | Town | Cnty | St | YYY-MM-DD | Nameplate MW | CRIS SUM MW | CRIS WIN MW | CAPABILITY SUM MW | CAPABILITY WIN MW | DUAL | Unit Type | Fuel Type 1 | Fuel Type 2 | 2018 GWh | Notes | Capacity | CO2 Emissions MTCO2 | CO2 Emissions MMTCO2
R1009 | Astoria Generating Company L.P. | Gowanus 1-1 | J | 24077 | Brooklyn | Kings | NY | 1971-06-01 | 20 | 19.1 | 24.9 | 18.8 | 24.4 |  | Combustion Turbine | No. 2 Fuel Oil |  | 0.3 |  | 0.0017123 | 222.9 | 0.0002229
R1010 | Astoria Generating Company L.P. | Gowanus 1-2 | J | 24078 | Brooklyn | Kings | NY | 1971-06-01 | 20 | 17.1 | 22.3 | 19.4 | 24.9 |  | Combustion Turbine | No. 2 Fuel Oil |  | 0.2 |  | 0.0011416 | 148.6 | 0.0001486
R1011 | Astoria Generating Company L.P. | Gowanus 1-3 | J | 24079 | Brooklyn | Kings | NY | 1971-06-01 | 20 | 17.2 | 22.5 | 17.7 | 22.9 |  | Combustion Turbine | No. 2 Fuel Oil |  | 0.2 |  | 0.0011416 | 148.6 | 0.0001486
R1012 | Astoria Generating Company L.P. | Gowanus 1-4 | J | 24080 | Brooklyn | Kings | NY | 1971-06-01 | 20 | 17.1 | 22.3 | 16.7 | 21.3 |  | Combustion Turbine | No. 2 Fuel Oil |  | 0.1 |  | 0.00057078 | 74.3 | 7.43e-05
R1013 | Astoria Generating Company L.P. | Gowanus 1-5 | J | 24084 | Brooklyn | Kings | NY | 1971-06-01 | 20 | 16.5 | 21.6 | 17.2 | 22.3 |  | Combustion Turbine | No. 2 Fuel Oil |  | 0.1 |  | 0.00057078 | 74.3 | 7.43e-05
R1014 | Astoria Generating Company L.P. | Gowanus 1-6 | J | 24111 | Brooklyn | Kings | NY | 1971-06-01 | 20 | 18 | 23.5 | 16.6 | 21.4 |  | Combustion Turbine | No. 2 Fuel Oil |  | 0.1 |  | 0.00057078 | 74.3 | 7.43e-05
R1015 | Astoria Generating Company L.P. | Gowanus 1-7 | J | 24112 | Brooklyn | Kings | NY | 1971-06-01 | 20 | 17.6 | 23 | 17.6 | 22.4 |  | Combustion Turbine | No. 2 Fuel Oil |  | 0.1 |  | 0.00057078 | 74.3 | 7.43e-05
R1016 | Astoria Generating Company L.P. | Gowanus 1-8 | J | 24113 | Brooklyn | Kings | NY | 1971-06-01 | 20 | 16.1 | 21 | 15.9 | 20.9 |  | Combustion Turbine | No. 2 Fuel Oil
R1017 | Astoria Generating Company L.P. | Gowanus 2-1 | J | 24114 | Brooklyn | Kings | NY | 1971-06-01 | 20 | 17.9 | 23.4 | 17 | 22.5 | YES | Combustion Turbine | No. 2 Fuel Oil | Natural Gas | 1.9 |  | 0.010845 | 1411.7 | 0.0014117
R1018 | Astoria Generating Company L.P. | Gowanus 2-2 | J | 24115 | Brooklyn | Kings | NY | 1971-06-01 | 20 | 18.8 | 24.6 | 18.3 | 24.1 | YES | Combustion Turbine | No. 2 Fuel Oil | Natural Gas | 1.8 |  | 0.010274 | 1337.4 | 0.0013374
R1019 | Astoria Generating Company L.P. | Gowanus 2-3 | J | 24116 | Brooklyn | Kings | NY | 1971-06-01 | 20 | 20.6 | 26.9 | 19.1 | 24.9 | YES | Combustion Turbine | No. 2 Fuel Oil | Natural Gas | 1.9 |  | 0.010845 | 1411.7 | 0.0014117
R1020 | Astoria Generating Company L.P. | Gowanus 2-4 | J | 24117 | Brooklyn | Kings | NY | 1971-06-01 | 20 | 19.3 | 25.2 | 17.3 | 23.1 | YES | Combustion Turbine | No. 2 Fuel Oil | Natural Gas | 0.8 |  | 0.0045662 | 594.4 | 0.0005944
R1021 | Astoria Generating Company L.P. | Gowanus 2-5 | J | 24118 | Brooklyn | Kings | NY | 1971-06-01 | 20 | 18.6 | 24.3 | 18 | 23.4 | YES | Combustion Turbine | No. 2 Fuel Oil | Natural Gas | 0.6 |  | 0.0034247 | 445.8 | 0.0004458
R1022 | Astoria Generating Company L.P. | Gowanus 2-6 | J | 24119 | Brooklyn | Kings | NY | 1971-06-01 | 20 | 20.3 | 26.5 | 19.5 | 24.9 | YES | Combustion Turbine | No. 2 Fuel Oil | Natural Gas | 1 |  | 0.0057078 | 743 | 0.000743
R1023 | Astoria Generating Company L.P. | Gowanus 2-7 | J | 24120 | Brooklyn | Kings | NY | 1971-06-01 | 20 | 19.6 | 25.6 | 19.1 | 24.7 | YES | Combustion Turbine | No. 2 Fuel Oil | Natural Gas | 1 |  | 0.0057078 | 743 | 0.000743
R1024 | Astoria Generating Company L.P. | Gowanus 2-8 | J | 24121 | Brooklyn | Kings | NY | 1971-06-01 | 20 | 17.7 | 23.1 | 17.7 | 22.9 | YES | Combustion Turbine | No. 2 Fuel Oil | Natural Gas | 0.4 |  | 0.0022831 | 297.2 | 0.0002972
R1025 | Astoria Generating Company L.P. | Gowanus 3-1 | J | 24122 | Brooklyn | Kings | NY | 1971-07-01 | 20 | 17.7 | 23.1 | 16.9 | 21.9 | YES | Combustion Turbine | No. 2 Fuel Oil | Natural Gas | 0.9 |  | 0.005137 | 668.7 | 0.0006687
R1026 | Astoria Generating Company L.P. | Gowanus 3-2 | J | 24123 | Brooklyn | Kings | NY | 1971-07-01 | 20 | 17.7 | 23.1 | 17.1 | 22.6 | YES | Combustion Turbine | No. 2 Fuel Oil | Natural Gas | 0.7 |  | 0.0039954 | 520.1 | 0.0005201
R1027 | Astoria Generating Company L.P. | Gowanus 3-3 | J | 24124 | Brooklyn | Kings | NY | 1971-07-01 | 20 | 19.8 | 25.9 | 18 | 23.8 | YES | Combustion Turbine | No. 2 Fuel Oil | Natural Gas | 1 |  | 0.0057078 | 743 | 0.000743
R1028 | Astoria Generating Company L.P. | Gowanus 3-4 | J | 24125 | Brooklyn | Kings | NY | 1971-07-01 | 20 | 17.9 | 23.4 | 16.2 | 21.4 | YES | Combustion Turbine | No. 2 Fuel Oil | Natural Gas | 1 |  | 0.0057078 | 743 | 0.000743
R1029 | Astoria Generating Company L.P. | Gowanus 3-5 | J | 24126 | Brooklyn | Kings | NY | 1971-07-01 | 20 | 19 | 24.8 | 17.3 | 22.8 | YES | Combustion Turbine | No. 2 Fuel Oil | Natural Gas | 1.4 |  | 0.0079909 | 1040.2 | 0.0010402
R1030 | Astoria Generating Company L.P. | Gowanus 3-6 | J | 24127 | Brooklyn | Kings | NY | 1971-07-01 | 20 | 17.6 | 23 | 15.5 | 21 | YES | Combustion Turbine | No. 2 Fuel Oil | Natural Gas | 0.7 |  | 0.0039954 | 520.1 | 0.0005201
R1031 | Astoria Generating Company L.P. | Gowanus 3-7 | J | 24128 | Brooklyn | Kings | NY | 1971-07-01 | 20 | 18.1 | 23.6 | 18.1 | 23.9 | YES | Combustion Turbine | No. 2 Fuel Oil | Natural Gas | 0.5 |  | 0.0028539 | 371.5 | 0.0003715
R1032 | Astoria Generating Company L.P. | Gowanus 3-8 | J | 24129 | Brooklyn | Kings | NY | 1971-07-01 | 20 | 19 | 24.8 | 16.9 | 23.9 | YES | Combustion Turbine | No. 2 Fuel Oil | Natural Gas | 0.5 |  | 0.0028539 | 371.5 | 0.0003715
R1033 | Astoria Generating Company L.P. | Gowanus 4-1 | J | 24130 | Brooklyn | Kings | NY | 1971-07-01 | 20 | 16.8 | 21.9 | 18.9 | 24.4 |  | Combustion Turbine | No. 2 Fuel Oil |  | 0.2 |  | 0.0011416 | 148.6 | 0.0001486
R1034 | Astoria Generating Company L.P. | Gowanus 4-2 | J | 24131 | Brooklyn | Kings | NY | 1971-07-01 | 20 | 17.3 | 22.6 | 17.6 | 22.5 |  | Combustion Turbine | No. 2 Fuel Oil |  | 0.2 |  | 0.0011416 | 148.6 | 0.0001486
R1035 | Astoria Generating Company L.P. | Gowanus 4-3 | J | 24132 | Brooklyn | Kings | NY | 1971-07-01 | 20 | 17.6 | 23 | 16.6 | 20.4 |  | Combustion Turbine | No. 2 Fuel Oil |  | 0.1 |  | 0.00057078 | 74.3 | 7.43e-05
R1036 | Astoria Generating Company L.P. | Gowanus 4-4 | J | 24133 | Brooklyn | Kings | NY | 1971-07-01 | 20 | 17.1 | 22.3 | 16.5 | 22.3 |  | Combustion Turbine | No. 2 Fuel Oil |  | 0.1 |  | 0.00057078 | 74.3 | 7.43e-05
R1037 | Astoria Generating Company L.P. | Gowanus 4-5 | J | 24134 | Brooklyn | Kings | NY | 1971-07-01 | 20 | 17.1 | 22.3 | 16.4 | 22.1 |  | Combustion Turbine | No. 2 Fuel Oil |  | 0.1 |  | 0.00057078 | 74.3 | 7.43e-05
R1038 | Astoria Generating Company L.P. | Gowanus 4-6 | J | 24135 | Brooklyn | Kings | NY | 1971-07-01 | 20 | 18.6 | 24.3 | 18.1 | 23 |  | Combustion Turbine | No. 2 Fuel Oil |  | 0.1 |  | 0.00057078 | 74.3 | 7.43e-05
R1039 | Astoria Generating Company L.P. | Gowanus 4-7 | J | 24136 | Brooklyn | Kings | NY | 1971-07-01 | 20 | 16.6 | 21.7 | 17.2 | 21.7 |  | Combustion Turbine | No. 2 Fuel Oil
R1040 | Astoria Generating Company L.P. | Gowanus 4-8 | J | 24137 | Brooklyn | Kings | NY | 1971-07-01 | 20 | 19 | 24.8 | 17.4 | 21.9 |  | Combustion Turbine | No. 2 Fuel Oil |  | 0.2 |  | 0.0011416 | 148.6 | 0.0001486
R1041 | Astoria Generating Company L.P. | Narrows 1-1 | J | 24228 | Brooklyn | Kings | NY | 1972-05-01 | 22 | 21 | 27.4 | 19.3 | 24.9 | YES | Combustion Turbine | No. 2 Fuel Oil | Natural Gas | 6.4 |  | 0.033209 | 4755.2 | 0.0047552
R1042 | Astoria Generating Company L.P. | Narrows 1-2 | J | 24229 | Brooklyn | Kings | NY | 1972-05-01 | 22 | 19.5 | 25.5 | 17.1 | 23.8 | YES | Combustion Turbine | No. 2 Fuel Oil | Natural Gas | 3.6 |  | 0.01868 | 2674.8 | 0.0026748
R1043 | Astoria Generating Company L.P. | Narrows 1-3 | J | 24230 | Brooklyn | Kings | NY | 1972-05-01 | 22 | 20.4 | 26.6 | 18.3 | 24.9 | YES | Combustion Turbine | No. 2 Fuel Oil | Natural Gas | 4 |  | 0.020756 | 2972 | 0.002972
R1044 | Astoria Generating Company L.P. | Narrows 1-4 | J | 24231 | Brooklyn | Kings | NY | 1972-05-01 | 22 | 20.1 | 26.3 | 18.8 | 24.9 | YES | Combustion Turbine | No. 2 Fuel Oil | Natural Gas | 2.7 |  | 0.01401 | 2006.1 | 0.0020061
R1045 | Astoria Generating Company L.P. | Narrows 1-5 | J | 24232 | Brooklyn | Kings | NY | 1972-05-01 | 22 | 19.8 | 25.9 | 19.9 | 24.9 | YES | Combustion Turbine | No. 2 Fuel Oil | Natural Gas | 3 |  | 0.015567 | 2229 | 0.002229
R1046 | Astoria Generating Company L.P. | Narrows 1-6 | J | 24233 | Brooklyn | Kings | NY | 1972-05-01 | 22 | 18.9 | 24.7 | 16.5 | 22.2 | YES | Combustion Turbine | No. 2 Fuel Oil | Natural Gas | 3 |  | 0.015567 | 2229 | 0.002229
R1047 | Astoria Generating Company L.P. | Narrows 1-7 | J | 24234 | Brooklyn | Kings | NY | 1972-05-01 | 22 | 18.4 | 24 | 19.4 | 24.9 | YES | Combustion Turbine | No. 2 Fuel Oil | Natural Gas | 6.1 |  | 0.031652 | 4532.3 | 0.0045323
R1048 | Astoria Generating Company L.P. | Narrows 1-8 | J | 24235 | Brooklyn | Kings | NY | 1972-05-01 | 22 | 19.9 | 26 | 17.5 | 23.2 | YES | Combustion Turbine | No. 2 Fuel Oil | Natural Gas | 4.6 |  | 0.023869 | 3417.8 | 0.0034178
R1049 | Astoria Generating Company L.P. | Narrows 2-1 | J | 24236 | Brooklyn | Kings | NY | 1972-06-01 | 22 | 19.4 | 25.3 | 19.2 | 24.8 | YES | Combustion Turbine | No. 2 Fuel Oil | Natural Gas | 3.4 |  | 0.017642 | 2526.2 | 0.0025262
R1050 | Astoria Generating Company L.P. | Narrows 2-2 | J | 24237 | Brooklyn | Kings | NY | 1972-06-01 | 22 | 18.7 | 24.4 | 16.4 | 22.9 | YES | Combustion Turbine | No. 2 Fuel Oil | Natural Gas | 3.4 |  | 0.017642 | 2526.2 | 0.0025262
R1051 | Astoria Generating Company L.P. | Narrows 2-3 | J | 24238 | Brooklyn | Kings | NY | 1972-06-01 | 22 | 18.4 | 24 | 17.5 | 23.8 | YES | Combustion Turbine | No. 2 Fuel Oil | Natural Gas | 3.4 |  | 0.017642 | 2526.2 | 0.0025262
R1052 | Astoria Generating Company L.P. | Narrows 2-4 | J | 24239 | Brooklyn | Kings | NY | 1972-06-01 | 22 | 18.4 | 24 | 17.9 | 24.2 | YES | Combustion Turbine | No. 2 Fuel Oil | Natural Gas | 7 |  | 0.036322 | 5201 | 0.005201
R1053 | Astoria Generating Company L.P. | Narrows 2-5 | J | 24240 | Brooklyn | Kings | NY | 1972-06-01 | 22 | 19.9 | 26 | 18.1 | 24.4 | YES | Combustion Turbine | No. 2 Fuel Oil | Natural Gas | 4.8 |  | 0.024907 | 3566.4 | 0.0035664
R1054 | Astoria Generating Company L.P. | Narrows 2-6 | J | 24241 | Brooklyn | Kings | NY | 1972-06-01 | 22 | 18.1 | 23.6 | 16.3 | 21.9 | YES | Combustion Turbine | No. 2 Fuel Oil | Natural Gas | 2.8 |  | 0.014529 | 2080.4 | 0.0020804
R1055 | Astoria Generating Company L.P. | Narrows 2-7 | J | 24242 | Brooklyn | Kings | NY | 1972-06-01 | 22 | 20.7 | 27 | 18.5 | 24.9 | YES | Combustion Turbine | No. 2 Fuel Oil | Natural Gas | 6.6 |  | 0.034247 | 4903.8 | 0.0049038
R1056 | Astoria Generating Company L.P. | Narrows 2-8 | J | 24243 | Brooklyn | Kings | NY | 1972-06-01 | 22 | 17.5 | 22.9 | 16.3 | 21.9 | YES | Combustion Turbine | No. 2 Fuel Oil | Natural Gas | 6.4 |  | 0.033209 | 4755.2 | 0.0047552
R1084 | Cayuga Operating Company, LLC | Cayuga IC 1 | C | 23629 | Lansing | Tompkins | NY | 1967-08-01 | 2.8 | 0 | 0 | 0 | 0 |  | Internal Combustion | No. 2 Fuel Oil
R1085 | Cayuga Operating Company, LLC | Cayuga IC 2 | C | 23629 | Lansing | Tompkins | NY | 1967-08-01 | 2.8 | 0 | 0 | 0 | 0 |  | Internal Combustion | No. 2 Fuel Oil
R1334 | Freeport Electric | Freeport 1-2 | K | 1660 | Freeport | Nassau | NY | 1949-08-01 | 2.9 | 2 | 2 | 2.2 | 2.9 |  | Internal Combustion | No. 2 Fuel Oil
R1335 | Freeport Electric | Freeport 1-3 | K | 1660 | Freeport | Nassau | NY | 1954-08-01 | 3.1 | 2.1 | 2.1 | 2.1 | 3.1 |  | Internal Combustion | No. 2 Fuel Oil
R1336 | Freeport Electric | Freeport 1-4 | K | 1660 | Freeport | Nassau | NY | 1964-10-01 | 5.1 | 4.4 | 4.4 | 4.5 | 5 |  | Internal Combustion | No. 2 Fuel Oil |  | 0.1 |  | 0.0022383 | 74.3 | 7.43e-05
R1391 | Long Island Power Authority | East Hampton 2 | K | 23722 | E Hampton | Suffolk | NY | 1962-12-01 | 2 | 2 | 2 | 2 | 2 |  | Internal Combustion | No. 2 Fuel Oil |  | 0.7 |  | 0.039954 | 520.1 | 0.0005201
R1392 | Long Island Power Authority | East Hampton 3 | K | 23722 | E Hampton | Suffolk | NY | 1962-12-01 | 2 | 2 | 2 | 2 | 2 |  | Internal Combustion | No. 2 Fuel Oil |  | 0.7 |  | 0.039954 | 520.1 | 0.0005201
R1393 | Long Island Power Authority | East Hampton 4 | K | 23722 | E Hampton | Suffolk | NY | 1962-12-01 | 2 | 2 | 2 | 2 | 2 |  | Internal Combustion | No. 2 Fuel Oil |  | 0.7 |  | 0.039954 | 520.1 | 0.0005201
R1394 | Long Island Power Authority | East Hampton GT 01 | K | 23717 | E Hampton | Suffolk | NY | 1970-12-01 | 21.3 | 19.2 | 24.4 | 18.4 | 23.4 |  | Jet Engine | No. 2 Fuel Oil |  | 11.7 |  | 0.062705 | 8693.1 | 0.0086931
R1397 | Long Island Power Authority | Glenwood GT 01 | K | 23712 | Glenwood | Nassau | NY | 1967-04-01 | 16 | 14.6 | 19.1 | 11.6 | 13.5 |  | Combustion Turbine | No. 2 Fuel Oil
R1398 | Long Island Power Authority | Glenwood GT 02 | K | 23688 | Glenwood | Nassau | NY | 1972-06-01 | 55 | 52.7 | 68.8 | 51.4 | 61.7 |  | Combustion Turbine | No. 2 Fuel Oil |  | 2.1 |  | 0.0043587 | 1560.3 | 0.0015603
R1399 | Long Island Power Authority | Glenwood GT 03 | K | 23689 | Glenwood | Nassau | NY | 1972-06-01 | 55 | 54.7 | 71.5 | 52.9 | 68 |  | Combustion Turbine | No. 2 Fuel Oil |  | 2.5 |  | 0.0051889 | 1857.5 | 0.0018575
R1402 | Long Island Power Authority | Greenport GT1 | K | 23814 | Greenport | Suffolk | NY | 2003-07-02 | 54 | 51.9 | 52.4 | 53.4 | 56.1 |  | Jet Engine | No. 2 Fuel Oil |  | 24.1 |  | 0.050947 | 17906.3 | 0.017906
R1404 | Long Island Power Authority | Holtsville 01 | K | 23690 | Holtsville | Suffolk | NY | 1974-07-01 | 56.7 | 56.7 | 72.1 | 55.5 | 65.1 |  | Jet Engine | No. 2 Fuel Oil |  | 2 |  | 0.0040266 | 1486 | 0.001486
R1405 | Long Island Power Authority | Holtsville 02 | K | 23691 | Holtsville | Suffolk | NY | 1974-07-01 | 56.7 | 55.3 | 70.3 | 54.3 | 63.1 |  | Jet Engine | No. 2 Fuel Oil |  | 1.2 |  | 0.002416 | 891.6 | 0.0008916
R1406 | Long Island Power Authority | Holtsville 03 | K | 23692 | Holtsville | Suffolk | NY | 1974-07-01 | 56.7 | 52.1 | 66.3 | 52.6 | 61.7 |  | Jet Engine | No. 2 Fuel Oil |  | 0.9 |  | 0.001812 | 668.7 | 0.0006687
R1407 | Long Island Power Authority | Holtsville 04 | K | 23693 | Holtsville | Suffolk | NY | 1974-07-01 | 56.7 | 52.7 | 67 | 51.2 | 63.8 |  | Jet Engine | No. 2 Fuel Oil |  | 2.7 |  | 0.005436 | 2006.1 | 0.0020061
R1408 | Long Island Power Authority | Holtsville 05 | K | 23694 | Holtsville | Suffolk | NY | 1974-07-01 | 56.7 | 55.3 | 70.3 | 53.8 | 63.3 |  | Jet Engine | No. 2 Fuel Oil |  | 1.8 |  | 0.003624 | 1337.4 | 0.0013374
R1409 | Long Island Power Authority | Holtsville 06 | K | 23695 | Holtsville | Suffolk | NY | 1975-07-01 | 56.7 | 53 | 67.4 | 51.9 | 61.6 |  | Jet Engine | No. 2 Fuel Oil |  | 12.6 |  | 0.025368 | 9361.8 | 0.0093618
R1410 | Long Island Power Authority | Holtsville 07 | K | 23696 | Holtsville | Suffolk | NY | 1975-07-01 | 56.7 | 55.1 | 70.1 | 52.1 | 63.6 |  | Jet Engine | No. 2 Fuel Oil |  | 4.4 |  | 0.0088586 | 3269.2 | 0.0032692
R1411 | Long Island Power Authority | Holtsville 08 | K | 23697 | Holtsville | Suffolk | NY | 1975-07-01 | 56.7 | 57.4 | 73 | 53 | 64 |  | Jet Engine | No. 2 Fuel Oil |  | 5.7 |  | 0.011476 | 4235.1 | 0.0042351
R1412 | Long Island Power Authority | Holtsville 09 | K | 23698 | Holtsville | Suffolk | NY | 1975-07-01 | 56.7 | 57.5 | 73.1 | 53 | 68.1 |  | Jet Engine | No. 2 Fuel Oil |  | 4 |  | 0.0080533 | 2972 | 0.002972
R1413 | Long Island Power Authority | Holtsville 10 | K | 23699 | Holtsville | Suffolk | NY | 1975-07-01 | 56.7 | 55.1 | 70.1 | 53.8 | 65.1 |  | Jet Engine | No. 2 Fuel Oil |  | 7.8 |  | 0.015704 | 5795.4 | 0.0057954
R1421 | Long Island Power Authority | Northport GT | K | 23718 | Northport | Suffolk | NY | 1967-03-01 | 16 | 13.8 | 18 | 12.1 | 11.8 |  | Combustion Turbine | No. 2 Fuel Oil |  | 0.1 |  | 0.00071347 | 74.3 | 7.43e-05
R1429 | Long Island Power Authority | Port Jefferson GT 01 | K | 23713 | Port Jefferson | Suffolk | NY | 1966-12-01 | 16 | 14.1 | 18.4 | 12.2 | 15.7 |  | Combustion Turbine | No. 2 Fuel Oil |  | -0.1 |  | -0.00071347 | -74.3 | -7.43e-05
R1432 | Long Island Power Authority | S Hampton 1 | K | 23720 | South Hampton | Suffolk | NY | 1963-03-01 | 11.5 | 10.3 | 13.5 | 8.8 | 11.9 |  | Combustion Turbine | No. 2 Fuel Oil |  | 1.5 |  | 0.01489 | 1114.5 | 0.0011145
R1433 | Long Island Power Authority | Shoreham 1 | K | 23715 | Shoreham | Suffolk | NY | 1971-07-01 | 52.9 | 48.9 | 63.9 | 0 | 64.5 |  | Combustion Turbine | No. 2 Fuel Oil |  | 1.8 |  | 0.0038843 | 1337.4 | 0.0013374
R1434 | Long Island Power Authority | Shoreham 2 | K | 23716 | Shoreham | Suffolk | NY | 1984-04-01 | 18.6 | 18.5 | 23.5 | 16.6 | 22.1 |  | Jet Engine | No. 2 Fuel Oil |  | 0.6 |  | 0.0036824 | 445.8 | 0.0004458
R1435 | Long Island Power Authority | Shoreham GT3 | K | 24213 | Shoreham | Suffolk | NY | 2002-08-01 | 50 | 45.4 | 45.4 | 43.2 | 46.7 |  | Combustion Turbine | No. 2 Fuel Oil |  | 4.1 |  | 0.0093607 | 3046.3 | 0.0030463
R1436 | Long Island Power Authority | Shoreham GT4 | K | 24214 | Shoreham | Suffolk | NY | 2002-08-01 | 50 | 43.9 | 43.9 | 42.8 | 45.6 |  | Combustion Turbine | No. 2 Fuel Oil |  | 4 |  | 0.0091324 | 2972 | 0.002972
R1439 | Long Island Power Authority | Southold 1 | K | 23719 | Southold | Suffolk | NY | 1964-08-01 | 14 | 12.3 | 16.1 | 10 | 13.1 |  | Combustion Turbine | No. 2 Fuel Oil |  | 1.8 |  | 0.014677 | 1337.4 | 0.0013374
R1440 | Long Island Power Authority | Wading River 1 | K | 23522 | Shoreham | Suffolk | NY | 1989-08-01 | 79.5 | 81.2 | 106.1 | 78.1 | 99.9 |  | Combustion Turbine | No. 2 Fuel Oil |  | 4.2 |  | 0.0060308 | 3120.6 | 0.0031206
R1441 | Long Island Power Authority | Wading River 2 | K | 23547 | Shoreham | Suffolk | NY | 1989-08-01 | 79.5 | 81.3 | 106.2 | 75.8 | 98 |  | Combustion Turbine | No. 2 Fuel Oil |  | 1.3 |  | 0.0018667 | 965.9 | 0.0009659
R1442 | Long Island Power Authority | Wading River 3 | K | 23601 | Shoreham | Suffolk | NY | 1989-08-01 | 79.5 | 81.3 | 106.2 | 78.6 | 99.4 |  | Combustion Turbine | No. 2 Fuel Oil |  | 7.4 |  | 0.010626 | 5498.2 | 0.0054982
R1443 | Long Island Power Authority | West Babylon 4 | K | 23714 | West Babylon | Suffolk | NY | 1971-08-01 | 52.4 | 49 | 64 | 48.9 | 64.8 |  | Combustion Turbine | No. 2 Fuel Oil |  | 1.9 |  | 0.0041392 | 1411.7 | 0.0014117
R1471 | New York Power Authority | Greenport IC 4 | K | 1652 | Greenport | Suffolk | NY | 1957-06-06 | 1.2 | 1.7 | 1.7 | 0.9 | 1.1 |  | Internal Combustion | No. 2 Fuel Oil
R1472 | New York Power Authority | Greenport IC 5 | K | 1652 | Greenport | Suffolk | NY | 1965-07-08 | 1.8 | 1.7 | 1.7 | 1.4 | 1.6 |  | Internal Combustion | No. 2 Fuel Oil
R1473 | New York Power Authority | Greenport IC 6 | K | 1652 | Greenport | Suffolk | NY | 1971-09-17 | 3.8 | 2.7 | 2.7 | 3 | 2.6 |  | Internal Combustion | No. 2 Fuel Oil
R1506 | New York State Elec. & Gas Corp. | Harris Lake | D | 5018 | Newcomb | Essex | NY | 1967-08-01 | 1.7 | 0 | 0 | 0 | 0 |  | Internal Combustion | No. 2 Fuel Oil
R1663 | NRG Power Marketing LLC | Oswego IC 1 | C | 5052 | Oswego | Oswego | NY | 1967-08-01 | 0.7 | 0 | 0 | 0 | 0 |  | Internal Combustion | No. 2 Fuel Oil
R1664 | NRG Power Marketing LLC | Oswego IC 2 | C | 5053 | Oswego | Oswego | NY | 1976-02-01 | 0.8 | 0 | 0 | 0 | 0 |  | Internal Combustion | No. 2 Fuel Oil
R1665 | NRG Power Marketing LLC | Oswego IC 3 | C | 5054 | Oswego | Oswego | NY | 1980-07-01 | 0.8 | 0 | 0 | 0 | 0 |  | Internal Combustion | No. 2 Fuel Oil
R1680 | Rockville Centre, Village of | Charles P Keller 07 | K | 1661 | Rockville Centre | Nassau | NY | 1942-09-01 | 2 | 2 | 2 | 0 | 0 |  | Internal Combustion | No. 2 Fuel Oil
R1681 | Rockville Centre, Village of | Charles P Keller 09 | K | 1661 | Rockville Centre | Nassau | NY | 1954-09-01 | 3.5 | 3.3 | 3.3 | 3.2 | 3.2 | YES | Internal Combustion | No. 2 Fuel Oil | Natural Gas | 0.2 |  | 0.0065232 | 148.6 | 0.0001486
R1682 | Rockville Centre, Village of | Charles P Keller 10 | K | 1661 | Rockville Centre | Nassau | NY | 1954-09-01 | 3.5 | 3.2 | 3.2 | 3.2 | 3.2 | YES | Internal Combustion | No. 2 Fuel Oil | Natural Gas | 0.3 |  | 0.0097847 | 222.9 | 0.0002229
R1683 | Rockville Centre, Village of | Charles P Keller 11 | K | 1661 | Rockville Centre | Nassau | NY | 1962-09-01 | 5.2 | 5.2 | 5.2 | 5.2 | 5.2 | YES | Internal Combustion | No. 2 Fuel Oil | Natural Gas | 0.3 |  | 0.0065859 | 222.9 | 0.0002229
R1684 | Rockville Centre, Village of | Charles P Keller 12 | K | 1661 | Rockville Centre | Nassau | NY | 1967-09-01 | 5.5 | 5.5 | 5.5 | 5.5 | 5.5 | YES | Internal Combustion | No. 2 Fuel Oil | Natural Gas
R1685 | Rockville Centre, Village of | Charles P Keller 13 | K | 1661 | Rockville Centre | Nassau | NY | 1974-09-01 | 5.5 | 5.6 | 5.6 | 5.5 | 5.5 | YES | Internal Combustion | No. 2 Fuel Oil | Natural Gas
R1686 | Rockville Centre, Village of | Charles P Keller 14 | K | 1661 | Rockville Centre | Nassau | NY | 1994-09-01 | 6.2 | 6.3 | 6.3 | 6.3 | 6.3 | YES | Internal Combustion | No. 2 Fuel Oil | Natural Gas | 1.2 |  | 0.022095 | 891.6 | 0.0008916
Totals | [8 empty] | 2345.1 | [8 empty] | 205.7 |  |  | 152835.1 | 0.15284

## Kerosene
Line No. | Billing Org | Station Unit | Zone | PTID | Town | Cnty | St | YYY-MM-DD | Nameplate MW | CRIS SUM MW | CRIS WIN MW | CAPABILITY SUM MW | CAPABILITY WIN MW | DUAL | Unit Type | Fuel Type 1 | Fuel Type 2 | 2018 GWh | Notes | Capacity | CO2 Emissions MTCO2 | CO2 Emissions MMTCO2 | Power Plant Efficiency | Heat Rates 2015 BTU per kWh | Kerosene Heat Content BTU/gallon | Volume Kerosene Burned (gallons) | CO2 Produced (lbs) | CO2 Produced (Metric Tons) | Social Cost Burning Kerosene
R1086 | Central Hudson Gas & Elec. Corp. | Coxsackie GT | G | 23611 | Coxsackie | Greene | NY | 1969-12-01 | 21.6 | 19.9 | 26 | 19.5 | 23.7 | YES | Combustion Turbine | Kerosene | Natural Gas | 0.6 |  | 0.003171 | 156 | 0.000156 | 0.024547 | 10197 | 139000 | 44015.8273 | 1100395.6835 | 499.1317 | 20963.5305
R1094 | Central Hudson Gas & Elec. Corp. | South Cairo | G | 23612 | Cairo | Greene | NY | 1970-06-01 | 21.6 | 19.8 | 25.9 | 18.6 | 23.4 |  | Combustion Turbine | Kerosene |  | 0.3 |  | 0.0015855 | 78 | 7.8e-05 | 0.024547 | 10197 | 139000 | 22007.9137 | 550197.8417 | 249.5658 | 10481.7653
R1101 | Consolidated Edison Co. of NY, Inc. | 59 St. GT 1 | J | 24138 | Manhattan | New York | NY | 1969-06-01 | 17.1 | 15.4 | 20.1 | 15.5 | 21.6 | YES | Combustion Turbine | Kerosene | Natural Gas | 0.2 |  | 0.0013351 | 52 | 5.2e-05 | 0.024547 | 10197 | 139000 | 14671.9424 | 366798.5612 | 166.3772 | 6987.8435
R1102 | Consolidated Edison Co. of NY, Inc. | 74 St. GT 1 | J | 24260 | Manhattan | New York | NY | 1968-10-01 | 18.5 | 19 | 23.5 | 19 | 19.9 |  | Combustion Turbine | Kerosene |  | 0.2 |  | 0.0012341 | 52 | 5.2e-05 | 0.024547 | 10197 | 139000 | 14671.9424 | 366798.5612 | 166.3772 | 6987.8435
R1103 | Consolidated Edison Co. of NY, Inc. | 74 St. GT 2 | J | 24261 | Manhattan | New York | NY | 1968-10-01 | 18.5 | 20.1 | 25.7 | 18.9 | 21.2 |  | Combustion Turbine | Kerosene |  | 0.2 |  | 0.0012341 | 52 | 5.2e-05 | 0.024547 | 10197 | 139000 | 14671.9424 | 366798.5612 | 166.3772 | 6987.8435
R1109 | Consolidated Edison Co. of NY, Inc. | Hudson Ave 3 | J | 23810 | Brooklyn | Kings | NY | 1970-07-01 | 16.3 | 16 | 20.9 | 16.7 | 19.5 |  | Combustion Turbine | Kerosene |  | 0.2 |  | 0.0014007 | 52 | 5.2e-05 | 0.024547 | 10197 | 139000 | 14671.9424 | 366798.5612 | 166.3772 | 6987.8435
R1110 | Consolidated Edison Co. of NY, Inc. | Hudson Ave 4 | J | 23540 | Brooklyn | Kings | NY | 1970-07-01 | 16.3 | 13.9 | 18.2 | 0 | 0 |  | Combustion Turbine | Kerosene |  | 0.1 |  | 0.00070034 | 26 | 2.6e-05 | 0.024547 | 10197 | 139000 | 7335.9712 | 183399.2806 | 83.1886 | 3493.9218
R1111 | Consolidated Edison Co. of NY, Inc. | Hudson Ave 5 | J | 23657 | Brooklyn | Kings | NY | 1970-07-01 | 16.3 | 15.1 | 19.7 | 14.7 | 19 |  | Combustion Turbine | Kerosene |  | 0.2 |  | 0.0014007 | 52 | 5.2e-05 | 0.024547 | 10197 | 139000 | 14671.9424 | 366798.5612 | 166.3772 | 6987.8435
R1337 | Freeport Electric | Freeport 2-3 | K | 1660 | Freeport | Nassau | NY | 1973-05-01 | 18.1 | 18.1 | 18.1 | 18.2 | 17.9 |  | Combustion Turbine | Kerosene |  | 0.1 |  | 0.00063069 | 26 | 2.6e-05 | 0.024547 | 10197 | 139000 | 7335.9712 | 183399.2806 | 83.1886 | 3493.9218
R1343 | Helix Ravenswood, LLC | Ravenswood 10 | J | 24258 | Queens | Queens | NY | 1970-08-01 | 25 | 21.2 | 27 | 16.7 | 23.7 | YES | Jet Engine | Kerosene | Natural Gas | 2.1 |  | 0.009589 | 546 | 0.000546 | 0.024547 | 10379 | 139000 | 156805.036 | 3920125.8993 | 1778.1413 | 74681.9351
R1344 | Helix Ravenswood, LLC | Ravenswood 11 | J | 24259 | Queens | Queens | NY | 1970-08-01 | 25 | 20.2 | 25.7 | 16.7 | 24.4 | YES | Jet Engine | Kerosene | Natural Gas | 2.6 |  | 0.011872 | 676 | 0.000676 | 0.024547 | 10379 | 139000 | 194139.5683 | 4853489.2086 | 2201.5083 | 92463.3482
R1396 | Long Island Power Authority | Far Rockaway GT2 | K | 23815 | Jamaica Bay | Queens | NY | 2003-07-02 | 60.5 | 55.4 | 75.7 | 54.4 | 54.4 |  | Jet Engine | Kerosene |  | 9.5 |  | 0.017925 | 2470 | 0.00247 | 0.024547 | 10379 | 139000 | 709356.1151 | 17733902.8777 | 8043.9726 | 337846.8493
R1649 | NRG Power Marketing LLC | Astoria GT 2-1 | J | 24094 | Queens | Queens | NY | 1970-06-01 | 46.5 | 41.2 | 50.7 | 36.3 | 45.1 | YES | Jet Engine | Kerosene | Natural Gas | 7 |  | 0.017185 | 1820 | 0.00182 | 0.024547 | 10379 | 139000 | 522683.4532 | 13067086.3309 | 5927.1377 | 248939.7837
R1650 | NRG Power Marketing LLC | Astoria GT 2-2 | J | 24095 | Queens | Queens | NY | 1970-06-01 | 46.5 | 42.4 | 52.2 | 34.8 | 44.9 | YES | Jet Engine | Kerosene | Natural Gas | 1.9 |  | 0.0046644 | 494 | 0.000494 | 0.024547 | 10379 | 139000 | 141871.223 | 3546780.5755 | 1608.7945 | 67569.3699
R1651 | NRG Power Marketing LLC | Astoria GT 2-3 | J | 24096 | Queens | Queens | NY | 1970-06-01 | 46.5 | 41.2 | 50.7 | 35.9 | 46.1 | YES | Jet Engine | Kerosene | Natural Gas | 2.5 |  | 0.0061374 | 650 | 0.00065 | 0.024547 | 10379 | 139000 | 186672.6619 | 4666816.5468 | 2116.8349 | 88907.0656
R1652 | NRG Power Marketing LLC | Astoria GT 2-4 | J | 24097 | Queens | Queens | NY | 1970-06-01 | 46.5 | 41 | 50.5 | 35.8 | 47.4 | YES | Jet Engine | Kerosene | Natural Gas | 4.6 |  | 0.011293 | 1196 | 0.001196 | 0.024547 | 10379 | 139000 | 343477.6978 | 8586942.446 | 3894.9762 | 163589.0007
R1653 | NRG Power Marketing LLC | Astoria GT 3-1 | J | 24098 | Queens | Queens | NY | 1970-06-01 | 46.5 | 41.2 | 50.7 | 34.1 | 45.2 | YES | Jet Engine | Kerosene | Natural Gas | 2.6 |  | 0.0063829 | 676 | 0.000676 | 0.024547 | 10379 | 139000 | 194139.5683 | 4853489.2086 | 2201.5083 | 92463.3482
R1654 | NRG Power Marketing LLC | Astoria GT 3-2 | J | 24099 | Queens | Queens | NY | 1970-06-01 | 46.5 | 43.5 | 53.5 | 35.8 | 44.8 | YES | Jet Engine | Kerosene | Natural Gas | 2.3 |  | 0.0056464 | 598 | 0.000598 | 0.024547 | 10379 | 139000 | 171738.8489 | 4293471.223 | 1947.4881 | 81794.5004
R1655 | NRG Power Marketing LLC | Astoria GT 3-3 | J | 24100 | Queens | Queens | NY | 1970-06-01 | 46.5 | 43 | 52.9 | 35.3 | 45.4 | YES | Jet Engine | Kerosene | Natural Gas | 1.8 |  | 0.0044189 | 468 | 0.000468 | 0.024547 | 10379 | 139000 | 134404.3165 | 3360107.9137 | 1524.1211 | 64013.0872
R1656 | NRG Power Marketing LLC | Astoria GT 3-4 | J | 24101 | Queens | Queens | NY | 1970-06-01 | 46.5 | 43 | 52.9 | 36.8 | 46.2 | YES | Jet Engine | Kerosene | Natural Gas | 2.5 |  | 0.0061374 | 650 | 0.00065 | 0.024547 | 10379 | 139000 | 186672.6619 | 4666816.5468 | 2116.8349 | 88907.0656
R1657 | NRG Power Marketing LLC | Astoria GT 4-1 | J | 24102 | Queens | Queens | NY | 1970-07-01 | 46.5 | 42.6 | 52.4 | 35.2 | 45.6 | YES | Jet Engine | Kerosene | Natural Gas | 2.6 |  | 0.0063829 | 676 | 0.000676 | 0.024547 | 10379 | 139000 | 194139.5683 | 4853489.2086 | 2201.5083 | 92463.3482
R1658 | NRG Power Marketing LLC | Astoria GT 4-2 | J | 24103 | Queens | Queens | NY | 1970-07-01 | 46.5 | 41.4 | 51 | 34.7 | 45.5 | YES | Jet Engine | Kerosene | Natural Gas | 5 |  | 0.012275 | 1300 | 0.0013 | 0.024547 | 10379 | 139000 | 373345.3237 | 9333633.0935 | 4233.6698 | 177814.1312
R1659 | NRG Power Marketing LLC | Astoria GT 4-3 | J | 24104 | Queens | Queens | NY | 1970-07-01 | 46.5 | 41.1 | 50.6 | 34.9 | 44.9 | YES | Jet Engine | Kerosene | Natural Gas | 4.3 |  | 0.010556 | 1118 | 0.001118 | 0.024547 | 10379 | 139000 | 321076.9784 | 8026924.4604 | 3640.956 | 152920.1528
R1660 | NRG Power Marketing LLC | Astoria GT 4-4 | J | 24105 | Queens | Queens | NY | 1970-07-01 | 46.5 | 42.8 | 52.7 | 33.1 | 44.5 | YES | Jet Engine | Kerosene | Natural Gas | 2.8 |  | 0.0068739 | 728 | 0.000728 | 0.024547 | 10379 | 139000 | 209073.3813 | 5226834.5324 | 2370.8551 | 99575.9135
Totals | [8 empty] | 832.8 | [11 empty] | 14612 | 0.014612

## Conventional Hydro
Line No. | Billing Org | Station Unit | Zone | PTID | Town | Cnty | St | YYY-MM-DD | Nameplate MW | CRIS SUM MW | CRIS WIN MW | CAPABILITY SUM MW | CAPABILITY WIN MW | DUAL | Unit Type | Fuel Type 1 | Fuel Type 2 | 2018 GWh | Notes | Capacity | CO2 Emissions MTCO2 | CO2 Emissions MMTCO2
R1068 | Black River Hydroelectric, LLC | Glen Park Hydro | E | 23778 | Glen Park | Jefferson | NY | 1986-01-01 | 32.6 | 40.4 | 40.4 | 32.6 | 32.6 |  | Conventional Hydro | Water |  | 147.9 |  | 0.5179 | 1479 | 0.001479
R1069 | Boralex Hydro Operations Inc | Fourth Branch | F | 23824 | Waterford | Saratoga | NY | 1987-12-01 | 3.3 | 3.5 | 3.5 | 3.3 | 3.3 |  | Conventional Hydro | Water |  | 15.9 |  | 0.55002 | 159 | 0.000159
R1070 | Boralex Hydro Operations Inc | NYS Dam | F | 23527 | Waterford | Saratoga | NY | 1990-12-01 | 11.4 | 11.3 | 11.3 | 11.4 | 11.4 |  | Conventional Hydro | Water |  | 54.8 |  | 0.54875 | 548 | 0.000548
R1071 | Boralex Hydro Operations Inc | Sissonville | E | 23735 | Potsdam | St Lawrence | NY | 1990-08-01 | 3.1 | 3 | 3 | 3.1 | 3.1 |  | Conventional Hydro | Water |  | 14.4 |  | 0.53027 | 144 | 0.000144
R1072 | Boralex Hydro Operations Inc | Warrensburg | F | 23737 | Warrensburg | Warren | NY | 1988-12-01 | 2.9 | 3 | 3 | 2.9 | 2.9 |  | Conventional Hydro | Water |  | 10.7 |  | 0.42119 | 107 | 0.000107
R1087 | Central Hudson Gas & Elec. Corp. | Dashville 1 | G | 23610 | Rifton | Ulster | NY | 1920-01-01 | 2.4 | 2.7 | 2.7 | 0 | 0 |  | Conventional Hydro | Water
R1088 | Central Hudson Gas & Elec. Corp. | Dashville 2 | G | 23610 | Rifton | Ulster | NY | 1920-01-01 | 2.4 | 2.7 | 2.7 | 0 | 0 |  | Conventional Hydro | Water
R1090 | Central Hudson Gas & Elec. Corp. | High Falls | G | 23754 | Marbletown | Ulster | NY | 1986-12-01 | 3.2 | 3 | 3 | 0 | 0 |  | Conventional Hydro | Water
R1091 | Central Hudson Gas & Elec. Corp. | Millpond | G | 5004 | Catskill | Greene | NY | 1993-12-01 | 0.9 | 0 | 0 | 0 | 0 |  | Conventional Hydro | Water
R1092 | Central Hudson Gas & Elec. Corp. | Montgomery West | G | 5005 | Montgomery | Orange | NY | 1985-11-01 | 0.2 | 0 | 0 | 0 | 0 |  | Conventional Hydro | Water
R1093 | Central Hudson Gas & Elec. Corp. | Salisbury Mills | G | 5006 | Salisbury Mills | Orange | NY | 1986-12-01 | 0.5 | 0 | 0 | 0 | 0 |  | Conventional Hydro | Water
R1095 | Central Hudson Gas & Elec. Corp. | Sturgeon 1 | G | 23609 | Rifton | Ulster | NY | 1924-01-01 | 4.8 | 5 | 5 | 0 | 0 |  | Conventional Hydro | Water
R1096 | Central Hudson Gas & Elec. Corp. | Sturgeon 2 | G | 23609 | Rifton | Ulster | NY | 1924-01-01 | 4.8 | 5.8 | 5.8 | 0 | 0 |  | Conventional Hydro | Water
R1097 | Central Hudson Gas & Elec. Corp. | Sturgeon 3 | G | 23609 | Rifton | Ulster | NY | 1924-01-01 | 4.8 | 5 | 5 | 0 | 0 |  | Conventional Hydro | Water
R1098 | Central Hudson Gas & Elec. Corp. | Wallkill | G | 5007 | Shwangunk | Ulster | NY | 1986-12-01 | 0.5 | 0 | 0 | 0 | 0 |  | Conventional Hydro | Water
R1099 | Central Hudson Gas & Elec. Corp. | Wappingers Falls | G | 23765 | Wappingers Falls | Dutchess | NY | 1988-12-01 | 2 | 2 | 2 | 2 | 2 |  | Conventional Hydro | Water |  | 11.2 |  | 0.63927 | 112 | 0.000112
R1100 | CHI Energy Inc | Goodyear Lake | E | 323669 | Milford | Otsego | NY | 1980-07-01 | 1.4 | 1.4 | 1.4 | 0 | 0 |  | Conventional Hydro | Water |  | 6.2 |  | 0.50554 | 62 | 6.2e-05
R1127 | Consolidated Hydro New York, Inc. | Groveville Hydro | G | 323602 | Beacon | Dutchess | NY | 1983-12-01 | 0.9 | 0.9 | 0.9 | 0 | 0 |  | Conventional Hydro | Water
R1128 | Consolidated Hydro New York, Inc. | Walden Hydro | G | 24148 | Walden | Orange | NY | 1983-12-01 | 2.4 | 0 | 0 | 0 | 0 |  | Conventional Hydro | Water |  | 3.8 |  | 0.18075 | 38 | 3.8e-05
R1135 | Eagle Creek Hydro Power, LLC | Mongaup 1 | G | 23641 | Forestburg | Sullivan | NY | 1923-07-01 | 1 | 0.9 | 0.9 | 1 | 1 |  | Conventional Hydro | Water |  | 15.1 | (G) |  | 151 | 0.000151
R1136 | Eagle Creek Hydro Power, LLC | Mongaup 2 | G | 23641 | Forestburg | Sullivan | NY | 1923-07-01 | 1 | 1 | 1 | 1 | 1 |  | Conventional Hydro | Water
R1137 | Eagle Creek Hydro Power, LLC | Mongaup 3 | G | 23641 | Forestburg | Sullivan | NY | 1923-07-01 | 1 | 1 | 1 | 1 | 1 |  | Conventional Hydro | Water
R1138 | Eagle Creek Hydro Power, LLC | Mongaup 4 | G | 23641 | Forestburg | Sullivan | NY | 1926-01-01 | 1 | 1 | 1 | 1 | 1 |  | Conventional Hydro | Water
R1139 | Eagle Creek Hydro Power, LLC | Rio | G | 23641 | Glen Spey | Sullivan | NY | 1927-12-01 | 10.8 | 10.8 | 10.8 | 10.6 | 10.7 |  | Conventional Hydro | Water |  | 42.3 |  | 0.44711 | 423 | 0.000423
R1140 | Eagle Creek Hydro Power, LLC | Swinging Bridge 2 | G | 23641 | Forestburg | Sullivan | NY | 1930-02-01 | 7 | 7.9 | 7.9 | 6.9 | 7 |  | Conventional Hydro | Water |  | 20.3 |  | 0.33105 | 203 | 0.000203
R1152 | Erie Blvd. Hydro - Beaver River | Belfort 1 | E | 24048 | Belfort | Lewis | NY | 1903-01-01 | 0.4 | 0.4 | 0.4 | 0.4 | 0.4 |  | Conventional Hydro | Water |  | 1.5 |  | 0.42808 | 15 | 1.5e-05
R1153 | Erie Blvd. Hydro - Beaver River | Belfort 2 | E | 24048 | Belfort | Lewis | NY | 1915-01-01 | 0.64 | 0.6 | 0.6 | 0.6 | 0.6 |  | Conventional Hydro | Water |  | 2.8 |  | 0.49943 | 28 | 2.8e-05
R1154 | Erie Blvd. Hydro - Beaver River | Belfort 3 | E | 24048 | Belfort | Lewis | NY | 1918-01-01 | 1 | 1 | 1 | 1 | 1 |  | Conventional Hydro | Water |  | 7.9 |  | 0.90183 | 79 | 7.9e-05
R1155 | Erie Blvd. Hydro - Beaver River | Eagle 1 | E | 24048 | Watson | Lewis | NY | 1914-01-01 | 1.3 | 1.2 | 1.2 | 1.3 | 1.3 |  | Conventional Hydro | Water |  | 7.8 |  | 0.68493 | 78 | 7.8e-05
R1156 | Erie Blvd. Hydro - Beaver River | Eagle 2 | E | 24048 | Watson | Lewis | NY | 1915-01-01 | 1.35 | 1.3 | 1.3 | 1.4 | 1.4 |  | Conventional Hydro | Water |  | 4.9 |  | 0.41434 | 49 | 4.9e-05
R1157 | Erie Blvd. Hydro - Beaver River | Eagle 3 | E | 24048 | Watson | Lewis | NY | 1919-01-01 | 1.35 | 1.3 | 1.3 | 1.4 | 1.4 |  | Conventional Hydro | Water |  | 5.2 |  | 0.43971 | 52 | 5.2e-05
R1158 | Erie Blvd. Hydro - Beaver River | Eagle 4 | E | 24048 | Watson | Lewis | NY | 1925-01-01 | 2.05 | 2 | 2 | 2.1 | 2.1 |  | Conventional Hydro | Water |  | 12.8 |  | 0.71277 | 128 | 0.000128
R1159 | Erie Blvd. Hydro - Beaver River | Effley 1 | E | 24048 | Belfort | Lewis | NY | 1902-01-01 | 0.4 | 0.3 | 0.3 | 0.4 | 0.4 |  | Conventional Hydro | Water |  | 1.6 |  | 0.45662 | 16 | 1.6e-05
R1160 | Erie Blvd. Hydro - Beaver River | Effley 2 | E | 24048 | Belfort | Lewis | NY | 1907-01-01 | 0.4 | 0.3 | 0.3 | 0.4 | 0.4 |  | Conventional Hydro | Water |  | 1.4 |  | 0.39954 | 14 | 1.4e-05
R1161 | Erie Blvd. Hydro - Beaver River | Effley 3 | E | 24048 | Belfort | Lewis | NY | 1910-01-01 | 0.6 | 0.5 | 0.5 | 0.6 | 0.6 |  | Conventional Hydro | Water |  | 3.5 |  | 0.66591 | 35 | 3.5e-05
R1162 | Erie Blvd. Hydro - Beaver River | Effley 4 | E | 24048 | Belfort | Lewis | NY | 1923-01-01 | 1.56 | 1.5 | 1.5 | 1.6 | 1.6 |  | Conventional Hydro | Water |  | 10.1 |  | 0.73908 | 101 | 0.000101
R1163 | Erie Blvd. Hydro - Beaver River | Elmer 1 | E | 24048 | Belfort | Lewis | NY | 1916-01-01 | 0.75 | 0.9 | 0.9 | 0.8 | 0.8 |  | Conventional Hydro | Water |  | 5.9 |  | 0.89802 | 59 | 5.9e-05
R1164 | Erie Blvd. Hydro - Beaver River | Elmer 2 | E | 24048 | Belfort | Lewis | NY | 1916-01-01 | 0.75 | 0.9 | 0.9 | 0.8 | 0.8 |  | Conventional Hydro | Water |  | 5.6 |  | 0.85236 | 56 | 5.6e-05
R1165 | Erie Blvd. Hydro - Beaver River | High Falls 1 | E | 24048 | Indian River | Lewis | NY | 1925-01-01 | 1.6 | 1.9 | 1.9 | 1.6 | 1.6 |  | Conventional Hydro | Water |  | 9.9 |  | 0.70634 | 99 | 9.9e-05
R1166 | Erie Blvd. Hydro - Beaver River | High Falls 2 | E | 24048 | Indian River | Lewis | NY | 1925-01-01 | 1.6 | 1.9 | 1.9 | 1.6 | 1.6 |  | Conventional Hydro | Water |  | 6.7 |  | 0.47803 | 67 | 6.7e-05
R1167 | Erie Blvd. Hydro - Beaver River | High Falls 3 | E | 24048 | Indian River | Lewis | NY | 1925-01-01 | 1.6 | 1.9 | 1.9 | 1.6 | 1.6 |  | Conventional Hydro | Water |  | 15.2 |  |  | 152 | 0.000152
R1168 | Erie Blvd. Hydro - Beaver River | Moshier 1 | E | 24048 | Belfort | Herkimer | NY | 1929-01-01 | 4 | 4 | 4 | 4 | 4 |  | Conventional Hydro | Water |  | 26 |  | 0.74201 | 260 | 0.00026
R1169 | Erie Blvd. Hydro - Beaver River | Moshier 2 | E | 24048 | Belfort | Herkimer | NY | 1929-01-01 | 4 | 4 | 4 | 4 | 4 |  | Conventional Hydro | Water |  | 16 |  | 0.45662 | 160 | 0.00016
R1170 | Erie Blvd. Hydro - Beaver River | Soft Maple 1 | E | 24048 | Croghan | Lewis | NY | 1925-01-01 | 7.5 | 8 | 8 | 7.5 | 7.5 |  | Conventional Hydro | Water |  | 13.5 |  | 0.20548 | 135 | 0.000135
R1171 | Erie Blvd. Hydro - Beaver River | Soft Maple 2 | E | 24048 | Croghan | Lewis | NY | 1925-01-01 | 7.5 | 8 | 8 | 7.5 | 7.5 |  | Conventional Hydro | Water |  | 25.6 |  | 0.38965 | 256 | 0.000256
R1172 | Erie Blvd. Hydro - Beaver River | Taylorville 1 | E | 24048 | Belfort | Lewis | NY | 1913-01-01 | 1.1 | 1 | 1 | 1.1 | 1.1 |  | Conventional Hydro | Water |  | 7.7 |  | 0.79909 | 77 | 7.7e-05
R1173 | Erie Blvd. Hydro - Beaver River | Taylorville 2 | E | 24048 | Belfort | Lewis | NY | 1913-01-01 | 1.1 | 1 | 1 | 1.1 | 1.1 |  | Conventional Hydro | Water |  | 6 |  | 0.62267 | 60 | 6e-05
R1174 | Erie Blvd. Hydro - Beaver River | Taylorville 3 | E | 24048 | Belfort | Lewis | NY | 1913-01-01 | 1.1 | 1 | 1 | 1.1 | 1.1 |  | Conventional Hydro | Water |  | 4.9 |  | 0.50851 | 49 | 4.9e-05
R1175 | Erie Blvd. Hydro - Beaver River | Taylorville 4 | E | 24048 | Belfort | Lewis | NY | 1927-01-01 | 1.2 | 1.1 | 1.1 | 1.2 | 1.2 |  | Conventional Hydro | Water |  | 6.8 |  | 0.64688 | 68 | 6.8e-05
R1176 | Erie Blvd. Hydro - Black River | Beebee Island 1 | E | 24047 | Watertown | Jefferson | NY | 1963-01-01 | 4 | 4.4 | 4.4 | 4 | 4 |  | Conventional Hydro | Water |  | 10.7 |  | 0.30537 | 107 | 0.000107
R1177 | Erie Blvd. Hydro - Black River | Beebee Island 2 | E | 24047 | Watertown | Jefferson | NY | 1968-01-01 | 4 | 4.4 | 4.4 | 4 | 4 |  | Conventional Hydro | Water |  | 27.6 |  | 0.78767 | 276 | 0.000276
R1178 | Erie Blvd. Hydro - Black River | Black River 1 | E | 24047 | Black River | Jefferson | NY | 1920-01-01 | 2 | 2.3 | 2.3 | 2 | 2 |  | Conventional Hydro | Water |  | 10.6 |  | 0.60502 | 106 | 0.000106
R1179 | Erie Blvd. Hydro - Black River | Black River 2 | E | 24047 | Black River | Jefferson | NY | 1920-01-01 | 2 | 2.3 | 2.3 | 2 | 2 |  | Conventional Hydro | Water |  | 16 |  | 0.91324 | 160 | 0.00016
R1180 | Erie Blvd. Hydro - Black River | Black River 3 | E | 24047 | Black River | Jefferson | NY | 1920-01-01 | 2 | 2.3 | 2.3 | 2 | 2 |  | Conventional Hydro | Water |  | 7 |  | 0.39954 | 70 | 7e-05
R1181 | Erie Blvd. Hydro - Black River | Deferiet 1 | E | 24047 | Deferiet | Jefferson | NY | 1925-01-01 | 3.6 | 3.7 | 3.7 | 3.6 | 3.6 |  | Conventional Hydro | Water |  | 16 |  | 0.50736 | 160 | 0.00016
R1182 | Erie Blvd. Hydro - Black River | Deferiet 2 | E | 24047 | Deferiet | Jefferson | NY | 1925-01-01 | 3.6 | 3.7 | 3.7 | 3.6 | 3.6 |  | Conventional Hydro | Water |  | 21.2 |  | 0.67225 | 212 | 0.000212
R1183 | Erie Blvd. Hydro - Black River | Deferiet 3 | E | 24047 | Deferiet | Jefferson | NY | 1925-01-01 | 3.6 | 3.7 | 3.7 | 3.6 | 3.6 |  | Conventional Hydro | Water |  | 13.7 |  | 0.43442 | 137 | 0.000137
R1184 | Erie Blvd. Hydro - Black River | Herrings 1 | E | 24047 | Herrings | Jefferson | NY | 1924-01-01 | 1.8 | 1.8 | 1.8 | 1.8 | 1.8 |  | Conventional Hydro | Water |  | 6.3 |  | 0.39954 | 63 | 6.3e-05
R1185 | Erie Blvd. Hydro - Black River | Herrings 2 | E | 24047 | Herrings | Jefferson | NY | 1924-01-01 | 1.8 | 1.8 | 1.8 | 1.8 | 1.8 |  | Conventional Hydro | Water |  | 9.5 |  | 0.60249 | 95 | 9.5e-05
R1186 | Erie Blvd. Hydro - Black River | Herrings 3 | E | 24047 | Herrings | Jefferson | NY | 1924-01-01 | 1.8 | 1.8 | 1.8 | 1.8 | 1.8 |  | Conventional Hydro | Water |  | 5.2 |  | 0.32978 | 52 | 5.2e-05
R1187 | Erie Blvd. Hydro - Black River | Kamargo 1 | E | 24047 | Black River | Jefferson | NY | 1921-01-01 | 1.8 | 1.8 | 1.8 | 1.8 | 1.8 |  | Conventional Hydro | Water |  | 7.5 |  | 0.47565 | 75 | 7.5e-05
R1188 | Erie Blvd. Hydro - Black River | Kamargo 2 | E | 24047 | Black River | Jefferson | NY | 1921-01-01 | 1.8 | 1.8 | 1.8 | 1.8 | 1.8 |  | Conventional Hydro | Water |  | 9.2 |  | 0.58346 | 92 | 9.2e-05
R1189 | Erie Blvd. Hydro - Black River | Kamargo 3 | E | 24047 | Black River | Jefferson | NY | 1921-01-01 | 1.8 | 1.8 | 1.8 | 1.8 | 1.8 |  | Conventional Hydro | Water |  | 4.3 |  | 0.2727 | 43 | 4.3e-05
R1190 | Erie Blvd. Hydro - Black River | Sewalls 1 | E | 24047 | Watertown | Jefferson | NY | 1925-01-01 | 1 | 1.1 | 1.1 | 1 | 1 |  | Conventional Hydro | Water |  | 3.1 |  | 0.35388 | 31 | 3.1e-05
R1191 | Erie Blvd. Hydro - Black River | Sewalls 2 | E | 24047 | Watertown | Jefferson | NY | 1925-01-01 | 1 | 1.1 | 1.1 | 1 | 1 |  | Conventional Hydro | Water |  | 4.5 |  | 0.5137 | 45 | 4.5e-05
R1192 | Erie Blvd. Hydro - East Canada Capital | Beardslee 1 | F | 24051 | Little Falls | Herkimer | NY | 1924-01-01 | 10 | 9.5 | 9.5 | 10 | 10 |  | Conventional Hydro | Water |  | 24.7 |  | 0.28196 | 247 | 0.000247
R1193 | Erie Blvd. Hydro - East Canada Capital | Beardslee 2 | F | 24051 | Little Falls | Herkimer | NY | 1924-01-01 | 10 | 9.5 | 9.5 | 10 | 10 |  | Conventional Hydro | Water |  | 32.2 |  | 0.36758 | 322 | 0.000322
R1194 | Erie Blvd. Hydro - East Canada Capital | Ephratah 1 | F | 24051 | Caroga Lake | Fulton | NY | 1920-01-01 | 1.35 | 0.7 | 0.7 | 1.4 | 1.4 |  | Conventional Hydro | Water |  | 0.4 |  | 0.033824 | 4 | 4e-06
R1195 | Erie Blvd. Hydro - East Canada Capital | Ephratah 2 | F | 24051 | Caroga Lake | Fulton | NY | 1911-01-01 | 1.2 | 0.6 | 0.6 | 1.2 | 1.2 |  | Conventional Hydro | Water |  | 2.6 |  | 0.24734 | 26 | 2.6e-05
R1196 | Erie Blvd. Hydro - East Canada Capital | Ephratah 3 | F | 24051 | Caroga Lake | Fulton | NY | 1911-01-01 | 1.3 | 0 | 0 | 0 | 0 |  | Conventional Hydro | Water |  | 2.9 |  | 0.25465 | 29 | 2.9e-05
R1197 | Erie Blvd. Hydro - East Canada Capital | Ephratah 4 | F | 24051 | Caroga Lake | Fulton | NY | 1911-01-01 | 1.3 | 0.7 | 0.7 | 1.3 | 1.3 |  | Conventional Hydro | Water |  | 5.6 |  | 0.49175 | 56 | 5.6e-05
R1198 | Erie Blvd. Hydro - East Canada Mohawk | Inghams 1 | E | 24050 | Little Falls | Herkimer | NY | 1912-01-01 | 3.2 | 3.5 | 3.5 | 3.2 | 3.2 |  | Conventional Hydro | Water |  | 14.9 |  | 0.53154 | 149 | 0.000149
R1199 | Erie Blvd. Hydro - East Canada Mohawk | Inghams 2 | E | 24050 | Little Falls | Herkimer | NY | 1912-01-01 | 3.2 | 3.5 | 3.5 | 3.2 | 3.2 |  | Conventional Hydro | Water |  | 13.4 |  | 0.47803 | 134 | 0.000134
R1200 | Erie Blvd. Hydro - Lower Hudson | Johnsonville 1 | F | 24059 | Johnsonville | Rensselaer | NY | 1909-01-01 | 1.2 | 1.3 | 1.3 | 1.2 | 1.2 |  | Conventional Hydro | Water |  | 3.9 |  | 0.371 | 39 | 3.9e-05
R1201 | Erie Blvd. Hydro - Lower Hudson | Johnsonville 2 | F | 24059 | Johnsonville | Rensselaer | NY | 1909-01-01 | 1.2 | 1.3 | 1.3 | 1.2 | 1.2 |  | Conventional Hydro | Water |  | 3.4 |  | 0.32344 | 34 | 3.4e-05
R1202 | Erie Blvd. Hydro - Lower Hudson | Schaghticoke 1 | F | 24059 | Schaghticoke | Rensselaer | NY | 1908-01-01 | 3.275 | 4.1 | 4.1 | 3.3 | 3.3 |  | Conventional Hydro | Water |  | 21.5 |  | 0.74942 | 215 | 0.000215
R1203 | Erie Blvd. Hydro - Lower Hudson | Schaghticoke 2 | F | 24059 | Schaghticoke | Rensselaer | NY | 1908-01-01 | 3.275 | 4.1 | 4.1 | 3.3 | 3.3 |  | Conventional Hydro | Water |  | 19.5 |  | 0.6797 | 195 | 0.000195
R1204 | Erie Blvd. Hydro - Lower Hudson | Schaghticoke 3 | F | 24059 | Schaghticoke | Rensselaer | NY | 1908-01-01 | 3.275 | 4.1 | 4.1 | 3.3 | 3.3 |  | Conventional Hydro | Water |  | 9.2 |  | 0.32068 | 92 | 9.2e-05
R1205 | Erie Blvd. Hydro - Lower Hudson | Schaghticoke 4 | F | 24059 | Schaghticoke | Rensselaer | NY | 1908-01-01 | 3.275 | 4.1 | 4.1 | 3.3 | 3.3 |  | Conventional Hydro | Water |  | 19.4 |  | 0.67622 | 194 | 0.000194
R1206 | Erie Blvd. Hydro - Lower Hudson | School Street 1 | F | 24059 | Cohoes | Albany | NY | 1974-01-01 | 7.2 | 6.9 | 6.9 | 7.2 | 7.2 |  | Conventional Hydro | Water |  | 27.9 |  | 0.44235 | 279 | 0.000279
R1207 | Erie Blvd. Hydro - Lower Hudson | School Street 2 | F | 24059 | Cohoes | Albany | NY | 1915-01-01 | 7.2 | 6.9 | 6.9 | 7.2 | 7.2 |  | Conventional Hydro | Water |  | 34.2 |  | 0.54224 | 342 | 0.000342
R1208 | Erie Blvd. Hydro - Lower Hudson | School Street 3 | F | 24059 | Cohoes | Albany | NY | 1915-01-01 | 7.2 | 6.9 | 6.9 | 7.2 | 7.2 |  | Conventional Hydro | Water |  | 32.3 |  | 0.51211 | 323 | 0.000323
R1209 | Erie Blvd. Hydro - Lower Hudson | School Street 4 | F | 24059 | Cohoes | Albany | NY | 1922-01-01 | 7.2 | 6.9 | 6.9 | 7.2 | 7.2 |  | Conventional Hydro | Water |  | 29.1 |  | 0.46138 | 291 | 0.000291
R1210 | Erie Blvd. Hydro - Lower Hudson | School Street 5 | F | 24059 | Cohoes | Albany | NY | 1924-01-01 | 10 | 9.6 | 9.6 | 10 | 10 |  | Conventional Hydro | Water |  | 24.9 |  | 0.28425 | 249 | 0.000249
R1211 | Erie Blvd. Hydro - Lower Hudson | Schuylerville | F | 24059 | Schuylerville | Saratoga | NY | 1919-01-01 | 1.2 | 1.5 | 1.5 | 1.2 | 1.2 |  | Conventional Hydro | Water |  | 1.2 |  | 0.11416 | 12 | 1.2e-05
R1212 | Erie Blvd. Hydro - Lower Raquette | Colton 1 | E | 24057 | Colton | St Lawrence | NY | 1962-01-01 | 10 | 10 | 10 | 10 | 10 |  | Conventional Hydro | Water |  | 68.3 |  | 0.77968 | 683 | 0.000683
R1213 | Erie Blvd. Hydro - Lower Raquette | Colton 2 | E | 24057 | Colton | St Lawrence | NY | 1918-01-01 | 10 | 10 | 10 | 10 | 10 |  | Conventional Hydro | Water |  | 56.4 |  | 0.64384 | 564 | 0.000564
R1214 | Erie Blvd. Hydro - Lower Raquette | Colton 3 | E | 24057 | Colton | St Lawrence | NY | 1928-01-01 | 10 | 10 | 10 | 10 | 10 |  | Conventional Hydro | Water |  | 49.2 |  | 0.56164 | 492 | 0.000492
R1215 | Erie Blvd. Hydro - Lower Raquette | East Norfolk | E | 24057 | East Norfolk | St Lawrence | NY | 1928-01-01 | 3.6 | 4 | 4 | 3.5 | 3.5 |  | Conventional Hydro | Water |  | 21.9 |  | 0.69444 | 219 | 0.000219
R1216 | Erie Blvd. Hydro - Lower Raquette | Hannawa Falls 1 | E | 24057 | Hannawa Falls | St Lawrence | NY | 1914-01-01 | 3.6 | 3.7 | 3.7 | 3.6 | 3.6 |  | Conventional Hydro | Water |  | 25.3 |  | 0.80226 | 253 | 0.000253
R1217 | Erie Blvd. Hydro - Lower Raquette | Hannawa Falls 2 | E | 24057 | Hannawa Falls | St Lawrence | NY | 1920-01-01 | 3.6 | 3.7 | 3.7 | 3.6 | 3.6 |  | Conventional Hydro | Water |  | 21.2 |  | 0.67225 | 212 | 0.000212
R1218 | Erie Blvd. Hydro - Lower Raquette | Higley 1 | E | 24057 | Colton | St Lawrence | NY | 1913-01-01 | 1.2 | 1.1 | 1.1 | 1.2 | 1.2 |  | Conventional Hydro | Water |  | 10.3 |  | 0.97983 | 103 | 0.000103
R1219 | Erie Blvd. Hydro - Lower Raquette | Higley 2 | E | 24057 | Colton | St Lawrence | NY | 1913-01-01 | 1.2 | 1.1 | 1.1 | 1.2 | 1.2 |  | Conventional Hydro | Water |  | 7.6 |  | 0.72298 | 76 | 7.6e-05
R1220 | Erie Blvd. Hydro - Lower Raquette | Higley 3 | E | 24057 | Colton | St Lawrence | NY | 1943-01-01 | 2.08 | 2 | 2 | 2.1 | 2.1 |  | Conventional Hydro | Water |  | 8.8 |  | 0.48296 | 88 | 8.8e-05
R1221 | Erie Blvd. Hydro - Lower Raquette | Higley 4 | E | 24057 | Colton | St Lawrence | NY | 1943-01-01 | 2.08 | 2 | 2 | 2.1 | 2.1 |  | Conventional Hydro | Water |  | 8.2 |  | 0.45004 | 82 | 8.2e-05
R1222 | Erie Blvd. Hydro - Lower Raquette | Norfolk | E | 24057 | Norfolk | St Lawrence | NY | 1928-01-01 | 4.5 | 4.8 | 4.8 | 4.5 | 4.5 |  | Conventional Hydro | Water |  | 22.4 |  | 0.56824 | 224 | 0.000224
R1223 | Erie Blvd. Hydro - Lower Raquette | Norwood | E | 24057 | Norwood | St Lawrence | NY | 1928-01-01 | 2 | 2.2 | 2.2 | 2 | 2 |  | Conventional Hydro | Water |  | 10.1 |  | 0.57648 | 101 | 0.000101
R1224 | Erie Blvd. Hydro - Lower Raquette | Raymondville | E | 24057 | Raymondville | St Lawrence | NY | 1928-01-01 | 2 | 2.1 | 2.1 | 2 | 2 |  | Conventional Hydro | Water |  | 10.6 |  | 0.60502 | 106 | 0.000106
R1225 | Erie Blvd. Hydro - Lower Raquette | Sugar Island 1 | E | 24057 | Potsdam | St Lawrence | NY | 1924-01-01 | 2.5 | 2.1 | 2.1 | 2.6 | 2.6 |  | Conventional Hydro | Water |  | 10.9 |  | 0.49772 | 109 | 0.000109
R1226 | Erie Blvd. Hydro - Lower Raquette | Sugar Island 2 | E | 24057 | Potsdam | St Lawrence | NY | 1924-01-01 | 2.5 | 2 | 2 | 2.4 | 2.4 |  | Conventional Hydro | Water |  | 13.6 |  | 0.621 | 136 | 0.000136
R1227 | Erie Blvd. Hydro - Lower Raquette | Yaleville 1 | E | 24057 | Norwood | St Lawrence | NY | 1940-01-01 | 0.5 | 0.2 | 0.2 | 0.5 | 0.5 |  | Conventional Hydro | Water |  | 1.8 |  | 0.41096 | 18 | 1.8e-05
R1228 | Erie Blvd. Hydro - Lower Raquette | Yaleville 2 | E | 24057 | Norwood | St Lawrence | NY | 1940-01-01 | 0.225 | 0.3 | 0.3 | 0.2 | 0.2 |  | Conventional Hydro | Water |  | 1.2 |  | 0.60883 | 12 | 1.2e-05
R1229 | Erie Blvd. Hydro - North Salmon | Allens Falls | D | 24042 | Allens Falls | St Lawrence | NY | 1927-01-01 | 4.4 | 5 | 5 | 4.4 | 4.4 |  | Conventional Hydro | Water |  | 13.7 |  | 0.35544 | 137 | 0.000137
R1230 | Erie Blvd. Hydro - North Salmon | Chasm 1 | D | 24042 | Chateaugay | Franklin | NY | 1913-01-01 | 1 | 1.1 | 1.1 | 1 | 1 |  | Conventional Hydro | Water |  | 7.9 |  | 0.90183 | 79 | 7.9e-05
R1231 | Erie Blvd. Hydro - North Salmon | Chasm 2 | D | 24042 | Chateaugay | Franklin | NY | 1913-01-01 | 1 | 1.1 | 1.1 | 1 | 1 |  | Conventional Hydro | Water |  | 6.6 |  | 0.75342 | 66 | 6.6e-05
R1232 | Erie Blvd. Hydro - North Salmon | Chasm 3 | D | 24042 | Chateaugay | Franklin | NY | 1926-01-01 | 1.35 | 1.6 | 1.6 | 1.4 | 1.4 |  | Conventional Hydro | Water |  | 7.5 |  | 0.6342 | 75 | 7.5e-05
R1233 | Erie Blvd. Hydro - North Salmon | Franklin 1 | D | 24042 | Franklin | Franklin | NY | 1911-01-01 | 1.135 | 1.1 | 1.1 | 1.1 | 1.1 |  | Conventional Hydro | Water |  | 5.3 |  | 0.53306 | 53 | 5.3e-05
R1234 | Erie Blvd. Hydro - North Salmon | Franklin 2 | D | 24042 | Franklin | Franklin | NY | 1926-01-01 | 1.135 | 1.1 | 1.1 | 1.1 | 1.1 |  | Conventional Hydro | Water |  | 5.4 |  | 0.54312 | 54 | 5.4e-05
R1235 | Erie Blvd. Hydro - North Salmon | Macomb | D | 24042 | Malone | Franklin | NY | 1940-01-01 | 1 | 1.1 | 1.1 | 1 | 1 |  | Conventional Hydro | Water |  | 6.3 |  | 0.71918 | 63 | 6.3e-05
R1236 | Erie Blvd. Hydro - North Salmon | Parishville | D | 24042 | Parishville | St Lawrence | NY | 1925-01-01 | 2.4 | 2.4 | 2.4 | 2.4 | 2.4 |  | Conventional Hydro | Water |  | 19.8 |  | 0.94178 | 198 | 0.000198
R1237 | Erie Blvd. Hydro - North Salmon | Piercefield 1 | D | 24042 | Piercefield | St Lawrence | NY | 1957-01-01 | 1.5 | 1.6 | 1.6 | 1.5 | 1.5 |  | Conventional Hydro | Water |  | 8.9 |  | 0.67732 | 89 | 8.9e-05
R1238 | Erie Blvd. Hydro - North Salmon | Piercefield 2 | D | 24042 | Piercefield | St Lawrence | NY | 1924-01-01 | 0.6 | 0.6 | 0.6 | 0.6 | 0.6 |  | Conventional Hydro | Water |  | 3.2 |  | 0.60883 | 32 | 3.2e-05
R1239 | Erie Blvd. Hydro - North Salmon | Piercefield 3 | D | 24042 | Piercefield | St Lawrence | NY | 1924-01-01 | 0.6 | 0.6 | 0.6 | 0.6 | 0.6 |  | Conventional Hydro | Water |  | 3.2 |  | 0.60883 | 32 | 3.2e-05
R1240 | Erie Blvd. Hydro - NYS Barge | Hydraulic Race | A | 23848 | Lockport | Niagara | NY | 1942-01-01 | 4.68 | 3.1 | 3.1 | 4.7 | 4.7 |  | Conventional Hydro | Water |  | 9.2 |  | 0.22441 | 92 | 9.2e-05
R1241 | Erie Blvd. Hydro - Oak Orchard | Glenwood 1 | B | 24046 | Medina | Orleans | NY | 1950-01-01 | 0.5 | 0.5 | 0.5 | 0.5 | 0.5 |  | Conventional Hydro | Water |  | 1.3 |  | 0.2968 | 13 | 1.3e-05
R1242 | Erie Blvd. Hydro - Oak Orchard | Glenwood 2 | B | 24046 | Medina | Orleans | NY | 1950-01-01 | 0.5 | 0.5 | 0.5 | 0.5 | 0.5 |  | Conventional Hydro | Water |  | 1 |  | 0.22831 | 10 | 1e-05
R1243 | Erie Blvd. Hydro - Oak Orchard | Glenwood 3 | B | 24046 | Medina | Orleans | NY | 1950-01-01 | 0.5 | 0.5 | 0.5 | 0.5 | 0.5 |  | Conventional Hydro | Water |  | 0.3 |  | 0.068493 | 3 | 3e-06
R1244 | Erie Blvd. Hydro - Oak Orchard | Oak Orchard | B | 24046 | Waterport | Orleans | NY | 1941-01-01 | 0.35 | 0.3 | 0.3 | 0.4 | 0.4 |  | Conventional Hydro | Water
R1245 | Erie Blvd. Hydro - Oak Orchard | Waterport 1 | B | 24046 | Waterport | Orleans | NY | 1941-01-01 | 2.25 | 1.6 | 1.6 | 2.3 | 2.3 |  | Conventional Hydro | Water |  | 8.5 |  | 0.43125 | 85 | 8.5e-05
R1246 | Erie Blvd. Hydro - Oak Orchard | Waterport 2 | B | 24046 | Waterport | Orleans | NY | 1968-01-01 | 2.45 | 1.8 | 1.8 | 2.5 | 2.5 |  | Conventional Hydro | Water |  | 8.7 |  | 0.40537 | 87 | 8.7e-05
R1247 | Erie Blvd. Hydro - Oswegatchie | Browns Falls 1 | E | 24044 | Oswegatchie | St Lawrence | NY | 1923-01-01 | 7.5 | 8 | 8 | 7.5 | 7.5 |  | Conventional Hydro | Water |  | 20.4 |  | 0.3105 | 204 | 0.000204
R1248 | Erie Blvd. Hydro - Oswegatchie | Browns Falls 2 | E | 24044 | Oswegatchie | St Lawrence | NY | 1923-01-01 | 7.5 | 8 | 8 | 7.5 | 7.5 |  | Conventional Hydro | Water |  | 34.1 |  | 0.51903 | 341 | 0.000341
R1249 | Erie Blvd. Hydro - Oswegatchie | Eel Weir 1 | E | 24044 | Heuvelton | St Lawrence | NY | 1928-01-01 | 0.5 | 0.3 | 0.3 | 0.5 | 0.5 |  | Conventional Hydro | Water |  | 1.9 |  | 0.43379 | 19 | 1.9e-05
R1250 | Erie Blvd. Hydro - Oswegatchie | Eel Weir 2 | E | 24044 | Heuvelton | St Lawrence | NY | 1938-01-01 | 1.1 | 0.8 | 0.8 | 1.1 | 1.1 |  | Conventional Hydro | Water |  | 2 |  | 0.20756 | 20 | 2e-05
R1251 | Erie Blvd. Hydro - Oswegatchie | Eel Weir 3 | E | 24044 | Heuvelton | St Lawrence | NY | 1938-01-01 | 1.1 | 0.8 | 0.8 | 1.1 | 1.1 |  | Conventional Hydro | Water |  | 3.1 |  | 0.32171 | 31 | 3.1e-05
R1252 | Erie Blvd. Hydro - Oswegatchie | Flat Rock 1 | E | 24044 | Flat Rock | St Lawrence | NY | 1924-01-01 | 3 | 2.6 | 2.6 | 3 | 3 |  | Conventional Hydro | Water |  | 10.7 |  | 0.40715 | 107 | 0.000107
R1253 | Erie Blvd. Hydro - Oswegatchie | Flat Rock 2 | E | 24044 | Flat Rock | St Lawrence | NY | 1924-01-01 | 3 | 2.6 | 2.6 | 3 | 3 |  | Conventional Hydro | Water |  | 8.7 |  | 0.33105 | 87 | 8.7e-05
R1254 | Erie Blvd. Hydro - Oswegatchie | Heuvelton 1 | E | 24044 | Heuvelton | St Lawrence | NY | 1924-01-01 | 0.52 | 0.4 | 0.4 | 0.5 | 0.5 |  | Conventional Hydro | Water |  | 2 |  | 0.43906 | 20 | 2e-05
R1255 | Erie Blvd. Hydro - Oswegatchie | Heuvelton 2 | E | 24044 | Heuvelton | St Lawrence | NY | 1924-01-01 | 0.52 | 0.4 | 0.4 | 0.5 | 0.5 |  | Conventional Hydro | Water |  | 1.4 |  | 0.30734 | 14 | 1.4e-05
R1256 | Erie Blvd. Hydro - Oswegatchie | Lower Newton Falls 1 | E | 24044 | Newton Falls | St Lawrence | NY | 2002-07-01 | 0.5 | 0.6 | 0.6 | 0.5 | 0.5 |  | Conventional Hydro | Water |  | 3 |  | 0.68493 | 30 | 3e-05
R1257 | Erie Blvd. Hydro - Oswegatchie | Oswegatchie 1 | E | 24044 | Oswegatchie | St Lawrence | NY | 1937-01-01 | 0.56 | 1.3 | 1.3 | 0.6 | 0.6 |  | Conventional Hydro | Water |  | 3.8 |  | 0.77462 | 38 | 3.8e-05
R1258 | Erie Blvd. Hydro - Oswegatchie | Oswegatchie 2 | E | 24044 | Oswegatchie | St Lawrence | NY | 1937-01-01 | 0.24 | 0.5 | 0.5 | 0.2 | 0.2 |  | Conventional Hydro | Water |  | 2.9 |  |  | 29 | 2.9e-05
R1259 | Erie Blvd. Hydro - Oswegatchie | South Edwards 1 | E | 24044 | South Edwards | St Lawrence | NY | 1937-01-01 | 1 | 1.2 | 1.2 | 1 | 1 |  | Conventional Hydro | Water |  | 4.7 |  | 0.53653 | 47 | 4.7e-05
R1260 | Erie Blvd. Hydro - Oswegatchie | South Edwards 2 | E | 24044 | South Edwards | St Lawrence | NY | 1937-01-01 | 1 | 1.2 | 1.2 | 1 | 1 |  | Conventional Hydro | Water |  | 4 |  | 0.45662 | 40 | 4e-05
R1261 | Erie Blvd. Hydro - Oswegatchie | South Edwards 3 | E | 24044 | South Edwards | St Lawrence | NY | 1921-01-01 | 0.68 | 0.8 | 0.8 | 0.7 | 0.7 |  | Conventional Hydro | Water |  | 2.6 |  | 0.43648 | 26 | 2.6e-05
R1262 | Erie Blvd. Hydro - Oswegatchie | South Edwards 4 | E | 24044 | South Edwards | St Lawrence | NY | 1937-01-01 | 0.2 | 0.2 | 0.2 | 0.2 | 0.2 |  | Conventional Hydro | Water |  | 1.4 |  | 0.79909 | 14 | 1.4e-05
R1263 | Erie Blvd. Hydro - Oswegatchie | Talcville 1 | E | 24044 | Edwards | St Lawrence | NY | 1986-12-01 | 0.5 | 0.4 | 0.4 | 0.5 | 0.5 |  | Conventional Hydro | Water |  | 3.4 |  | 0.77626 | 34 | 3.4e-05
R1264 | Erie Blvd. Hydro - Oswegatchie | Talcville 2 | E | 24044 | Edwards | St Lawrence | NY | 1986-12-01 | 0.5 | 0.4 | 0.4 | 0.5 | 0.5 |  | Conventional Hydro | Water |  | 0.5 |  | 0.11416 | 5 | 5e-06
R1265 | Erie Blvd. Hydro - Oswegatchie | Upper Newton Falls 2 | E | 24044 | Newton Falls | St Lawrence | NY | 2002-07-01 | 0.5 | 0.4 | 0.4 | 0.5 | 0.5 |  | Conventional Hydro | Water |  | 3.2 |  | 0.73059 | 32 | 3.2e-05
R1266 | Erie Blvd. Hydro - Oswegatchie | Upper Newton Falls 3 | E | 24044 | Newton Falls | St Lawrence | NY | 2002-07-01 | 0.5 | 0.4 | 0.4 | 0.5 | 0.5 |  | Conventional Hydro | Water |  | 2.6 |  | 0.59361 | 26 | 2.6e-05
R1267 | Erie Blvd. Hydro - Oswegatchie | Upper Newton Falls 4 | E | 24044 | Newton Falls | St Lawrence | NY | 2002-07-01 | 0.5 | 0.4 | 0.4 | 0.5 | 0.5 |  | Conventional Hydro | Water |  | 1.4 |  | 0.31963 | 14 | 1.4e-05
R1268 | Erie Blvd. Hydro - Seneca Oswego | Baldwinsville 1 | C | 24041 | Baldwinsville | Onondaga | NY | 1927-01-01 | 0.32 | 0.2 | 0.2 | 0.3 | 0.3 |  | Conventional Hydro | Water |  | 2 |  | 0.71347 | 20 | 2e-05
R1269 | Erie Blvd. Hydro - Seneca Oswego | Baldwinsville 2 | C | 24041 | Baldwinsville | Onondaga | NY | 1927-01-01 | 0.32 | 0.2 | 0.2 | 0.3 | 0.3 |  | Conventional Hydro | Water |  | 1.4 |  | 0.49943 | 14 | 1.4e-05
R1270 | Erie Blvd. Hydro - Seneca Oswego | Fulton 1 | C | 24041 | Fulton | Oswego | NY | 1924-01-01 | 0.8 | 0.8 | 0.8 | 0.8 | 0.8 |  | Conventional Hydro | Water |  | 3.8 |  | 0.54224 | 38 | 3.8e-05
R1271 | Erie Blvd. Hydro - Seneca Oswego | Fulton 2 | C | 24041 | Fulton | Oswego | NY | 1928-01-01 | 0.45 | 0.4 | 0.4 | 0.5 | 0.5 |  | Conventional Hydro | Water |  | 2.2 |  | 0.55809 | 22 | 2.2e-05
R1272 | Erie Blvd. Hydro - Seneca Oswego | Granby 1 | C | 24041 | Granby | Oswego | NY | 1983-05-01 | 5 | 5.1 | 5.1 | 5.2 | 5.2 |  | Conventional Hydro | Water |  | 20.7 |  | 0.4726 | 207 | 0.000207
R1273 | Erie Blvd. Hydro - Seneca Oswego | Granby 2 | C | 24041 | Granby | Oswego | NY | 1983-05-01 | 5 | 5.1 | 5.1 | 5.2 | 5.2 |  | Conventional Hydro | Water |  | 21 |  | 0.47945 | 210 | 0.00021
R1274 | Erie Blvd. Hydro - Seneca Oswego | Minetto 2 | C | 24041 | Minetto | Oswego | NY | 1915-01-01 | 1.6 | 1.5 | 1.5 | 1.7 | 1.7 |  | Conventional Hydro | Water |  | 5.6 |  | 0.39954 | 56 | 5.6e-05
R1275 | Erie Blvd. Hydro - Seneca Oswego | Minetto 3 | C | 24041 | Minetto | Oswego | NY | 1915-01-01 | 1.6 | 1.5 | 1.5 | 1.7 | 1.7 |  | Conventional Hydro | Water |  | 6.7 |  | 0.47803 | 67 | 6.7e-05
R1276 | Erie Blvd. Hydro - Seneca Oswego | Minetto 4 | C | 24041 | Minetto | Oswego | NY | 1915-01-01 | 1.6 | 1.5 | 1.5 | 1.7 | 1.7 |  | Conventional Hydro | Water |  | 6.1 |  | 0.43522 | 61 | 6.1e-05
R1277 | Erie Blvd. Hydro - Seneca Oswego | Minetto 5 | C | 24041 | Minetto | Oswego | NY | 1975-01-01 | 1.6 | 1.5 | 1.5 | 1.7 | 1.7 |  | Conventional Hydro | Water |  | 4.2 |  | 0.29966 | 42 | 4.2e-05
R1278 | Erie Blvd. Hydro - Seneca Oswego | Minetto 6 | C | 24041 | Minetto | Oswego | NY | 1975-01-01 | 1.6 | 1.5 | 1.5 | 1.7 | 1.7 |  | Conventional Hydro | Water |  | 4.5 |  | 0.32106 | 45 | 4.5e-05
R1279 | Erie Blvd. Hydro - Seneca Oswego | Oswego Falls E 1 | C | 24041 | Oswego | Oswego | NY | 1914-01-01 | 1.53 | 1.5 | 1.5 | 1.6 | 1.6 |  | Conventional Hydro | Water |  | 8.6 |  | 0.64166 | 86 | 8.6e-05
R1280 | Erie Blvd. Hydro - Seneca Oswego | Oswego Falls E 2 | C | 24041 | Oswego | Oswego | NY | 1914-01-01 | 1.53 | 1.5 | 1.5 | 1.6 | 1.6 |  | Conventional Hydro | Water |  | 8.6 |  | 0.64166 | 86 | 8.6e-05
R1281 | Erie Blvd. Hydro - Seneca Oswego | Oswego Falls E 3 | C | 24041 | Oswego | Oswego | NY | 1914-01-01 | 1.53 | 1.5 | 1.5 | 1.6 | 1.6 |  | Conventional Hydro | Water |  | 8.9 |  | 0.66404 | 89 | 8.9e-05
R1282 | Erie Blvd. Hydro - Seneca Oswego | Oswego Falls W 4 | C | 24041 | Oswego | Oswego | NY | 1914-01-01 | 0.9 | 1 | 1 | 0.9 | 0.9 |  | Conventional Hydro | Water |  | 3.5 |  | 0.44394 | 35 | 3.5e-05
R1283 | Erie Blvd. Hydro - Seneca Oswego | Oswego Falls W 5 | C | 24041 | Oswego | Oswego | NY | 1914-01-01 | 0.9 | 1 | 1 | 0.9 | 0.9 |  | Conventional Hydro | Water |  | 2.8 |  | 0.35515 | 28 | 2.8e-05
R1284 | Erie Blvd. Hydro - Seneca Oswego | Oswego Falls W 6 | C | 24041 | Oswego | Oswego | NY | 2007-01-01 | 0.5 | 0.5 | 0.5 | 0.5 | 0.5 |  | Conventional Hydro | Water |  | 0.8 |  | 0.18265 | 8 | 8e-06
R1285 | Erie Blvd. Hydro - Seneca Oswego | Oswego Falls W 7 | C | 24041 | Oswego | Oswego | NY | 2007-01-01 | 0.5 | 0.5 | 0.5 | 0.5 | 0.5 |  | Conventional Hydro | Water |  | 0.8 |  | 0.18265 | 8 | 8e-06
R1286 | Erie Blvd. Hydro - Seneca Oswego | Varick 2 | C | 24041 | Oswego | Oswego | NY | 1926-01-01 | 2.2 | 1.9 | 1.9 | 2.3 | 2.3 |  | Conventional Hydro | Water |  | 9.7 |  | 0.50332 | 97 | 9.7e-05
R1287 | Erie Blvd. Hydro - Seneca Oswego | Varick 3 | C | 24041 | Oswego | Oswego | NY | 1926-01-01 | 2.2 | 2.1 | 2.1 | 2.3 | 2.3 |  | Conventional Hydro | Water |  | 5.7 |  | 0.29577 | 57 | 5.7e-05
R1288 | Erie Blvd. Hydro - Seneca Oswego | Varick 4 | C | 24041 | Oswego | Oswego | NY | 1926-01-01 | 2.2 | 1.9 | 1.9 | 2.3 | 2.3 |  | Conventional Hydro | Water |  | 2.9 |  | 0.15048 | 29 | 2.9e-05
R1289 | Erie Blvd. Hydro - Seneca Oswego | Varick 5 | C | 24041 | Oswego | Oswego | NY | 1926-01-01 | 2.2 | 1.9 | 1.9 | 2.3 | 2.3 |  | Conventional Hydro | Water |  | 7.9 |  | 0.40992 | 79 | 7.9e-05
R1290 | Erie Blvd. Hydro - South Salmon | Bennetts Bridge 1 | C | 24043 | Altmar | Oswego | NY | 1964-01-01 | 6.375 | 7 | 7 | 6.4 | 6.4 |  | Conventional Hydro | Water |  | 11 |  | 0.19697 | 110 | 0.00011
R1291 | Erie Blvd. Hydro - South Salmon | Bennetts Bridge 2 | C | 24043 | Altmar | Oswego | NY | 1966-01-01 | 6.375 | 7 | 7 | 6.4 | 6.4 |  | Conventional Hydro | Water |  | 16.5 |  | 0.29546 | 165 | 0.000165
R1292 | Erie Blvd. Hydro - South Salmon | Bennetts Bridge 3 | C | 24043 | Altmar | Oswego | NY | 1970-01-01 | 7 | 7.7 | 7.7 | 7 | 7 |  | Conventional Hydro | Water |  | 36.5 |  | 0.59524 | 365 | 0.000365
R1293 | Erie Blvd. Hydro - South Salmon | Bennetts Bridge 4 | C | 24043 | Altmar | Oswego | NY | 1970-01-01 | 7 | 7.7 | 7.7 | 7 | 7 |  | Conventional Hydro | Water |  | 40.5 |  | 0.66047 | 405 | 0.000405
R1294 | Erie Blvd. Hydro - South Salmon | Lighthouse Hill 1 | C | 24043 | Altmar | Oswego | NY | 1930-01-01 | 3.75 | 4.1 | 4.1 | 3.8 | 3.8 |  | Conventional Hydro | Water |  | 14.4 |  | 0.43836 | 144 | 0.000144
R1295 | Erie Blvd. Hydro - South Salmon | Lighthouse Hill 2 | C | 24043 | Altmar | Oswego | NY | 1930-01-01 | 3.75 | 4.1 | 4.1 | 3.8 | 3.8 |  | Conventional Hydro | Water |  | 10.8 |  | 0.32877 | 108 | 0.000108
R1296 | Erie Blvd. Hydro - Upper Hudson | E J West 1 | F | 24058 | Hadley | Saratoga | NY | 1930-01-01 | 10 | 11.9 | 11.9 | 10 | 10 |  | Conventional Hydro | Water |  | 23.6 |  | 0.26941 | 236 | 0.000236
R1297 | Erie Blvd. Hydro - Upper Hudson | E J West 2 | F | 24058 | Hadley | Saratoga | NY | 1930-01-01 | 10 | 11.9 | 11.9 | 10 | 10 |  | Conventional Hydro | Water |  | 30.4 |  | 0.34703 | 304 | 0.000304
R1298 | Erie Blvd. Hydro - Upper Hudson | Feeder Dam 1 | F | 24058 | S Glens Falls | Saratoga | NY | 1924-01-01 | 1.2 | 0.9 | 0.9 | 1.2 | 1.2 |  | Conventional Hydro | Water |  | 5.3 |  | 0.50419 | 53 | 5.3e-05
R1299 | Erie Blvd. Hydro - Upper Hudson | Feeder Dam 2 | F | 24058 | S Glens Falls | Saratoga | NY | 1924-01-01 | 1.2 | 0.9 | 0.9 | 1.2 | 1.2 |  | Conventional Hydro | Water |  | 5 |  | 0.47565 | 50 | 5e-05
R1300 | Erie Blvd. Hydro - Upper Hudson | Feeder Dam 3 | F | 24058 | S Glens Falls | Saratoga | NY | 1924-01-01 | 1.2 | 0.9 | 0.9 | 1.2 | 1.2 |  | Conventional Hydro | Water |  | 5.6 |  | 0.53272 | 56 | 5.6e-05
R1301 | Erie Blvd. Hydro - Upper Hudson | Feeder Dam 4 | F | 24058 | S Glens Falls | Saratoga | NY | 1924-01-01 | 1.2 | 0.9 | 0.9 | 1.2 | 1.2 |  | Conventional Hydro | Water |  | 5.1 |  | 0.48516 | 51 | 5.1e-05
R1302 | Erie Blvd. Hydro - Upper Hudson | Feeder Dam 5 | F | 24058 | S Glens Falls | Saratoga | NY | 1924-01-01 | 1.2 | 0.9 | 0.9 | 1.2 | 1.2 |  | Conventional Hydro | Water |  | 5.6 |  | 0.53272 | 56 | 5.6e-05
R1303 | Erie Blvd. Hydro - Upper Hudson | Sherman Island 1 | F | 24058 | Queensbury | Warren | NY | 2009-03-01 | 8 | 0 | 0 | 0 | 0 |  | Conventional Hydro | Water |  | 29.7 |  | 0.4238 | 297 | 0.000297
R1304 | Erie Blvd. Hydro - Upper Hudson | Sherman Island 2 | F | 24058 | Queensbury | Warren | NY | 1923-01-01 | 7.2 | 8.1 | 8.1 | 7.2 | 7.2 |  | Conventional Hydro | Water |  | 29 |  | 0.45979 | 290 | 0.00029
R1305 | Erie Blvd. Hydro - Upper Hudson | Sherman Island 3 | F | 24058 | Queensbury | Warren | NY | 1923-01-01 | 8.7 | 9.7 | 9.7 | 8.7 | 8.7 |  | Conventional Hydro | Water |  | 40.7 |  | 0.53404 | 407 | 0.000407
R1306 | Erie Blvd. Hydro - Upper Hudson | Sherman Island 4 | F | 24058 | Queensbury | Warren | NY | 1923-01-01 | 7.2 | 8.1 | 8.1 | 7.2 | 7.2 |  | Conventional Hydro | Water |  | 38.4 |  | 0.60883 | 384 | 0.000384
R1307 | Erie Blvd. Hydro - Upper Hudson | Sherman Island 5 | F | 24058 | Queensbury | Warren | NY | 1923-01-01 | 7.2 | 8.1 | 8.1 | 7.2 | 7.2 |  | Conventional Hydro | Water |  | 22.7 |  | 0.35991 | 227 | 0.000227
R1308 | Erie Blvd. Hydro - Upper Hudson | Sherman Island 6 | F | 24058 | Queensbury | Warren | NY | 2009-02-02 | 1.3 | 0 | 0 | 0 | 0 |  | Conventional Hydro | Water |  | 9.6 |  | 0.84299 | 96 | 9.6e-05
R1309 | Erie Blvd. Hydro - Upper Hudson | Spier Falls 1 | F | 24058 | Moreau | Saratoga | NY | 1924-01-01 | 6.8 | 8.4 | 8.4 | 6.8 | 6.8 |  | Conventional Hydro | Water |  | 66 |  |  | 660 | 0.00066
R1310 | Erie Blvd. Hydro - Upper Hudson | Spier Falls 2 | F | 24058 | Moreau | Saratoga | NY | 1930-01-01 | 37.6 | 46.9 | 46.9 | 37.6 | 37.6 |  | Conventional Hydro | Water |  | 173.2 |  | 0.52584 | 1732 | 0.001732
R1311 | Erie Blvd. Hydro - Upper Hudson | Stewarts Bridge 1 | F | 24058 | Hadley | Saratoga | NY | 1952-01-01 | 30 | 35.8 | 35.8 | 30 | 30 |  | Conventional Hydro | Water |  | 103.5 |  | 0.39384 | 1035 | 0.001035
R1312 | Erie Blvd. Hydro - Upper Hudson | Stewarts Bridge 2 | F | 24058 | Hadley | Saratoga | NY | 2013-06-01 | 2.5 | 0 | 0 | 0 | 0 |  | Conventional Hydro | Water |  | 20.8 |  | 0.94977 | 208 | 0.000208
R1313 | Erie Blvd. Hydro - Upper Raquette | Blake | E | 24056 | Stark | St Lawrence | NY | 1957-01-01 | 14.4 | 15.6 | 15.6 | 14.4 | 14.4 |  | Conventional Hydro | Water |  | 60.6 |  | 0.4804 | 606 | 0.000606
R1314 | Erie Blvd. Hydro - Upper Raquette | Five Falls | E | 24056 | Colton | St Lawrence | NY | 1955-01-01 | 22.5 | 24.4 | 24.4 | 22.5 | 22.5 |  | Conventional Hydro | Water |  | 98.7 |  | 0.50076 | 987 | 0.000987
R1315 | Erie Blvd. Hydro - Upper Raquette | Rainbow Falls | E | 24056 | Colton | St Lawrence | NY | 1956-01-01 | 22.5 | 24.4 | 24.4 | 22.5 | 22.5 |  | Conventional Hydro | Water |  | 99.5 |  | 0.50482 | 995 | 0.000995
R1316 | Erie Blvd. Hydro - Upper Raquette | South Colton | E | 24056 | South Colton | St Lawrence | NY | 1954-01-01 | 19.35 | 20.9 | 20.9 | 19.4 | 19.4 |  | Conventional Hydro | Water |  | 83.4 |  | 0.49202 | 834 | 0.000834
R1317 | Erie Blvd. Hydro - Upper Raquette | Stark | E | 24056 | Stark | St Lawrence | NY | 1957-01-01 | 22.5 | 24.6 | 24.6 | 22.5 | 22.5 |  | Conventional Hydro | Water |  | 95.8 |  | 0.48605 | 958 | 0.000958
R1318 | Erie Blvd. Hydro - West Canada | Prospect | E | 24049 | Prospect | Herkimer | NY | 1959-01-01 | 17.32 | 21.7 | 21.7 | 17.3 | 17.3 |  | Conventional Hydro | Water |  | 79 |  | 0.52069 | 790 | 0.00079
R1319 | Erie Blvd. Hydro - West Canada | Trenton Falls 5 | E | 24049 | Trenton | Oneida | NY | 1919-01-01 | 6.8 | 9.6 | 9.6 | 6.8 | 6.8 |  | Conventional Hydro | Water |  | 51.9 |  | 0.87127 | 519 | 0.000519
R1320 | Erie Blvd. Hydro - West Canada | Trenton Falls 6 | E | 24049 | Trenton | Oneida | NY | 1919-01-01 | 6.4 | 9.1 | 9.1 | 6.4 | 6.4 |  | Conventional Hydro | Water |  | 54.1 |  | 0.96497 | 541 | 0.000541
R1321 | Erie Blvd. Hydro - West Canada | Trenton Falls 7 | E | 24049 | Trenton | Oneida | NY | 1922-01-01 | 6.4 | 9.1 | 9.1 | 6.4 | 6.4 |  | Conventional Hydro | Water |  | 45.4 |  | 0.80979 | 454 | 0.000454
R1322 | Erie Blvd. Hydropower LP | West Delaware Hydro | G | 323627 | Grahamsville | Sullivan | NY | 1988-12-01 | 7.5 | 7.5 | 7.5 | 7.5 | 7.5 |  | Conventional Hydro | Water |  | 11.5 |  | 0.17504 | 115 | 0.000115
R1454 | New York Power Authority | Ashokan 1 | G | 23654 | Ashokan | Ulster | NY | 1982-11-01 | 2.3 | 1.8 | 1.8 | 2.3 | 2.3 |  | Conventional Hydro | Water |  | 4.6 |  | 0.22831 | 46 | 4.6e-05
R1455 | New York Power Authority | Ashokan 2 | G | 23654 | Ashokan | Ulster | NY | 1982-11-01 | 2.3 | 1.8 | 1.8 | 2.3 | 2.3 |  | Conventional Hydro | Water |  | 8.1 |  | 0.40203 | 81 | 8.1e-05
R1463 | New York Power Authority | Crescent 1 | F | 24018 | Crescent | Albany | NY | 1991-07-01 | 2.8 | 3.2 | 3.2 | 2.8 | 2.8 |  | Conventional Hydro | Water |  | 15.6 |  | 0.63601 | 156 | 0.000156
R1464 | New York Power Authority | Crescent 2 | F | 24018 | Crescent | Albany | NY | 1991-07-01 | 2.8 | 3.2 | 3.2 | 2.8 | 2.8 |  | Conventional Hydro | Water |  | 16 |  | 0.65232 | 160 | 0.00016
R1465 | New York Power Authority | Crescent 3 | F | 24018 | Crescent | Albany | NY | 1991-07-01 | 3 | 3.2 | 3.2 | 3 | 3 |  | Conventional Hydro | Water |  | 19.4 |  | 0.7382 | 194 | 0.000194
R1466 | New York Power Authority | Crescent 4 | F | 24018 | Crescent | Albany | NY | 1991-07-01 | 3 | 3.2 | 3.2 | 3 | 3 |  | Conventional Hydro | Water |  | 18.4 |  | 0.70015 | 184 | 0.000184
R1470 | New York Power Authority | Grahamsville | G | 23607 | Grahamsville | Sullivan | NY | 1956-12-01 | 18 | 16.3 | 16.3 | 18 | 18 |  | Conventional Hydro | Water |  | 95.3 |  | 0.60439 | 953 | 0.000953
R1478 | New York Power Authority | Jarvis 1 | E | 23743 | Hinckley | Oneida | NY | 1991-07-01 | 4.5 | 4.5 | 4.5 | 4.5 | 4.5 |  | Conventional Hydro | Water |  | 6 |  | 0.15221 | 60 | 6e-05
R1479 | New York Power Authority | Jarvis 2 | E | 23743 | Hinckley | Oneida | NY | 1991-07-01 | 4.5 | 4.5 | 4.5 | 4.5 | 4.5 |  | Conventional Hydro | Water |  | 23.2 |  | 0.58853 | 232 | 0.000232
R1482 | New York Power Authority | Moses Niagara (Fleet) | A | 23760 | Niagara Falls | Niagara | NY | 1961-01-01 | 2860 | 2460 | 2460 | 2435 | 2435 |  | Conventional Hydro | Water |  | 16142.8 |  | 0.64433 | 161428 | 0.16143
R1483 | New York Power Authority | Neversink | G | 23608 | Grahamsville | Sullivan | NY | 1953-12-01 | 25 | 22 | 22 | 25 | 25 |  | Conventional Hydro | Water |  | 7.3 |  | 0.033333 | 73 | 7.3e-05
R1485 | New York Power Authority | St Lawrence - FDR (Fleet) | D | 23600 | Massena | St Lawrence | NY | 1958-07-01 | 1088 | 856 | 856 | 856 | 827 |  | Conventional Hydro | Water |  | 7661.2 |  | 0.80383 | 76612 | 0.076612
R1488 | New York Power Authority | Vischer Ferry 1 | F | 24020 | Vischer Ferry | Saratoga | NY | 1991-07-01 | 2.8 | 3.2 | 3.2 | 2.8 | 2.9 |  | Conventional Hydro | Water |  | 12.7 |  | 0.51778 | 127 | 0.000127
R1489 | New York Power Authority | Vischer Ferry 2 | F | 24020 | Vischer Ferry | Saratoga | NY | 1991-07-01 | 2.8 | 3.2 | 3.2 | 2.8 | 2.9 |  | Conventional Hydro | Water |  | 14.4 |  | 0.58708 | 144 | 0.000144
R1490 | New York Power Authority | Vischer Ferry 3 | F | 24020 | Vischer Ferry | Saratoga | NY | 1991-07-01 | 3 | 3.2 | 3.2 | 3 | 2.9 |  | Conventional Hydro | Water |  | 18 |  | 0.68493 | 180 | 0.00018
R1491 | New York Power Authority | Vischer Ferry 4 | F | 24020 | Vischer Ferry | Saratoga | NY | 1991-07-01 | 3 | 3.2 | 3.2 | 3 | 2.9 |  | Conventional Hydro | Water |  | 19.4 |  | 0.7382 | 194 | 0.000194
R1493 | New York State Elec. & Gas Corp. | Alice Falls 1 | D | 23915 | Ausable | Clinton | NY | 1991-11-01 | 1.5 | 1.6 | 1.6 | 0 | 0 |  | Conventional Hydro | Water
R1494 | New York State Elec. & Gas Corp. | Alice Falls 2 | D | 23915 | Ausable | Clinton | NY | 1991-11-01 | 0.6 | 0.6 | 0.6 | 0 | 0 |  | Conventional Hydro | Water
R1495 | New York State Elec. & Gas Corp. | Allegheny 8 | C | 23528 | Kittanning PA | Armstrong | PA | 1990-10-01 | 16 | 14.7 | 14.7 | 16 | 16 |  | Conventional Hydro | Water |  | 95.2 |  | 0.67922 | 952 | 0.000952
R1496 | New York State Elec. & Gas Corp. | Allegheny 9 | C | 23528 | Kittanning PA | Armstrong | PA | 1990-10-01 | 22 | 20.2 | 20.2 | 22 | 22 |  | Conventional Hydro | Water |  | 116.3 |  | 0.60347 | 1163 | 0.001163
R1497 | New York State Elec. & Gas Corp. | Auburn - Mill St. | C | 5014 | Auburn | Cayuga | NY | 1981-10-01 | 0.4 | 0 | 0 | 0 | 0 |  | Conventional Hydro | Water
R1498 | New York State Elec. & Gas Corp. | Auburn - No. Div.St | C | 5015 | Auburn | Cayuga | NY | 1992-12-01 | 0.8 | 0 | 0 | 0 | 0 |  | Conventional Hydro | Water
R1501 | New York State Elec. & Gas Corp. | Cadyville 1 | D | 23628 | Schuyler Falls | Clinton | NY | 1921-08-01 | 1.2 | 1 | 1 | 1.2 | 1.2 |  | Conventional Hydro | Water
R1502 | New York State Elec. & Gas Corp. | Cadyville 2 | D | 23628 | Schuyler Falls | Clinton | NY | 1921-08-01 | 1.2 | 1 | 1 | 1.2 | 1.2 |  | Conventional Hydro | Water |  | 6.2 |  | 0.5898 | 62 | 6.2e-05
R1503 | New York State Elec. & Gas Corp. | Cadyville 3 | D | 23628 | Schuyler Falls | Clinton | NY | 1986-09-01 | 3.1 | 2.7 | 2.7 | 3.1 | 3.1 |  | Conventional Hydro | Water |  | 18.4 |  | 0.67757 | 184 | 0.000184
R1504 | New York State Elec. & Gas Corp. | Chasm Falls Hydro | D | 5016 | Chateaugay | Franklin | NY | 1982-03-01 | 1.6 | 0 | 0 | 0 | 0 |  | Conventional Hydro | Water
R1505 | New York State Elec. & Gas Corp. | Croton Falls Hydro | I | 5017 | North Salem | Westchester | NY | 1987-01-01 | 0.2 | 0 | 0 | 0 | 0 |  | Conventional Hydro | Water
R1507 | New York State Elec. & Gas Corp. | High Falls 1 | D | 23628 | Saranac | Clinton | NY | 1948-08-01 | 4 | 4.3 | 4.3 | 4 | 4 |  | Conventional Hydro | Water |  | 36.7 |  |  | 367 | 0.000367
R1508 | New York State Elec. & Gas Corp. | High Falls 2 | D | 23628 | Saranac | Clinton | NY | 1949-08-01 | 4 | 4.3 | 4.3 | 4 | 4 |  | Conventional Hydro | Water |  | 14 |  | 0.39954 | 140 | 0.00014
R1509 | New York State Elec. & Gas Corp. | High Falls 3 | D | 23628 | Saranac | Clinton | NY | 1956-08-01 | 7 | 8.2 | 8.2 | 7 | 7 |  | Conventional Hydro | Water
R1510 | New York State Elec. & Gas Corp. | Kent Falls 1 | D | 23628 | Schuyler Falls | Clinton | NY | 1928-08-01 | 3.6 | 3 | 3 | 3.6 | 3.6 |  | Conventional Hydro | Water |  | 16.6 |  | 0.52638 | 166 | 0.000166
R1511 | New York State Elec. & Gas Corp. | Kent Falls 2 | D | 23628 | Schuyler Falls | Clinton | NY | 1928-08-01 | 3.6 | 3 | 3 | 3.6 | 3.6 |  | Conventional Hydro | Water
R1512 | New York State Elec. & Gas Corp. | Kent Falls 3 | D | 23628 | Schuyler Falls | Clinton | NY | 1985-07-01 | 6.4 | 6 | 6 | 6.4 | 6.4 |  | Conventional Hydro | Water |  | 41.2 |  | 0.73487 | 412 | 0.000412
R1513 | New York State Elec. & Gas Corp. | Lower Saranac 1 | D | 23913 | Schuyler Falls | Clinton | NY | 1990-10-01 | 3.2 | 3.5 | 3.5 | 0 | 0 |  | Conventional Hydro | Water
R1514 | New York State Elec. & Gas Corp. | Lower Saranac 2 | D | 23913 | Schuyler Falls | Clinton | NY | 1990-10-01 | 3.2 | 3.5 | 3.5 | 0 | 0 |  | Conventional Hydro | Water
R1515 | New York State Elec. & Gas Corp. | Lower Saranac 3 | D | 23913 | Schuyler Falls | Clinton | NY | 1990-10-01 | 0.3 | 2.9 | 2.9 | 0 | 0 |  | Conventional Hydro | Water
R1516 | New York State Elec. & Gas Corp. | Mechanicville 1 | F | 23645 | Stillwater | Saratoga | NY | 1983-09-01 | 9.2 | 10 | 10 | 9.2 | 9.3 |  | Conventional Hydro | Water |  | 33.7 |  | 0.41816 | 337 | 0.000337
R1517 | New York State Elec. & Gas Corp. | Mechanicville 2 | F | 23645 | Stillwater | Saratoga | NY | 1983-09-01 | 9.3 | 10 | 10 | 9.3 | 9.3 |  | Conventional Hydro | Water |  | 35.9 |  | 0.44066 | 359 | 0.000359
R1518 | New York State Elec. & Gas Corp. | Mill C 1 | D | 23628 | Plattsburgh | Clinton | NY | 1944-08-01 | 1 | 0.9 | 0.9 | 1 | 1 |  | Conventional Hydro | Water |  | 3.2 |  | 0.3653 | 32 | 3.2e-05
R1519 | New York State Elec. & Gas Corp. | Mill C 2 | D | 23628 | Plattsburgh | Clinton | NY | 1943-08-01 | 1.2 | 1.2 | 1.2 | 1.2 | 1.2 |  | Conventional Hydro | Water |  | 4.7 |  | 0.44711 | 47 | 4.7e-05
R1520 | New York State Elec. & Gas Corp. | Mill C 3 | D | 23628 | Plattsburgh | Clinton | NY | 1984-11-01 | 3.8 | 3.7 | 3.7 | 3.8 | 3.8 |  | Conventional Hydro | Water |  | 19.1 |  | 0.57378 | 191 | 0.000191
R1521 | New York State Elec. & Gas Corp. | Montville Falls | C | 5019 | Moravia | Cayuga | NY | 1992-08-01 | 0.2 | 0 | 0 | 0 | 0 |  | Conventional Hydro | Water
R1522 | New York State Elec. & Gas Corp. | Rainbow Falls 1 | D | 23628 | Ausable | Clinton | NY | 1926-08-01 | 1.3 | 1.5 | 1.5 | 1.3 | 1.3 |  | Conventional Hydro | Water
R1523 | New York State Elec. & Gas Corp. | Rainbow Falls 2 | D | 23628 | Ausable | Clinton | NY | 1927-08-01 | 1.3 | 1.5 | 1.5 | 1.3 | 1.3 |  | Conventional Hydro | Water
R1524 | New York State Elec. & Gas Corp. | Waterloo 2 | C | 5020 | Waterloo | Seneca | NY | 1998-06-01 | 0.534 | 0 | 0 | 0 | 0 |  | Conventional Hydro | Water
R1525 | New York State Elec. & Gas Corp. | Waterloo 3 | C | 5021 | Waterloo | Seneca | NY | 1998-06-01 | 0.533 | 0 | 0 | 0 | 0 |  | Conventional Hydro | Water
R1526 | New York State Elec. & Gas Corp. | Waterloo 4 | C | 5022 | Waterloo | Seneca | NY | 1998-06-01 | 0.533 | 0 | 0 | 0 | 0 |  | Conventional Hydro | Water
R1527 | Niagara Mohawk Power Corp. | Boralex - Hudson Falls | F | 24011 | Hudson Falls | Washington | NY | 1995-10-01 | 44 | 43.7 | 43.7 | 0 | 0 |  | Conventional Hydro | Water |  | 201.6 |  | 0.52304 | 2016 | 0.002016
R1528 | Niagara Mohawk Power Corp. | Boralex - South Glens Falls | F | 24028 | Moreau | Saratoga | NY | 1994-12-01 | 13.8 | 14.8 | 14.8 | 0 | 0 |  | Conventional Hydro | Water |  | 76.9 |  | 0.63613 | 769 | 0.000769
R1529 | Niagara Mohawk Power Corp. | CHI-LaChute | F | 1654 | Ticonderoga | Essex | NY | 1987-12-01 | 9 | 8.9 | 8.9 | 0 | 0 |  | Conventional Hydro | Water |  | 30.2 |  | 0.38305 | 302 | 0.000302
R1530 | Niagara Mohawk Power Corp. | Fortis - Dolgeville | E | 23807 | Dolgeville | Herkimer | NY | 1985-07-01 | 5 | 6.3 | 6.3 | 0 | 0 |  | Conventional Hydro | Water |  | 1.2 |  | 0.027397 | 12 | 1.2e-05
R1531 | Niagara Mohawk Power Corp. | Fortis Energy - Philadelphia | E | 1656 | Philadelphia | Jefferson | NY | 1986-08-01 | 3.6 | 3.2 | 3.2 | 0 | 0 |  | Conventional Hydro | Water |  | 10.2 |  | 0.32344 | 102 | 0.000102
R1532 | Niagara Mohawk Power Corp. | Fortis Energy - Moose River | E | 24016 | Lyonsdale | Lewis | NY | 1987-09-01 | 12.6 | 12 | 12 | 0 | 0 |  | Conventional Hydro | Water |  | 47.4 |  | 0.42944 | 474 | 0.000474
R1534 | Niagara Mohawk Power Corp. | International Paper - Curtis | F | 1655 | Corinth | Saratoga | NY | 1986-01-01 | 9.8 | 30.8 | 30.8 | 0 | 0 |  | Conventional Hydro | Water |  | 320.9 | (G) |  | 3209 | 0.003209
R1535 | Niagara Mohawk Power Corp. | International Paper - Palmer | F | 1655 | Corinth | Saratoga | NY | 1986-01-01 | 49.2 | 30.8 | 30.8 | 0 | 0 |  | Conventional Hydro | Water
R1536 | Niagara Mohawk Power Corp. | Little Falls Hydro | E | 24013 | Little Falls | Herkimer | NY | 1987-01-01 | 13 | 12.6 | 12.6 | 0 | 0 |  | Conventional Hydro | Water |  | 57.9 |  | 0.50843 | 579 | 0.000579
R1538 | Niagara Mohawk Power Corp. | Pyrites Assoc. | E | 24023 | Canton | St Lawrence | NY | 1985-12-01 | 8.2 | 7.5 | 7.5 | 0 | 0 |  | Conventional Hydro | Water |  | 23.5 |  | 0.32715 | 235 | 0.000235
R1539 | Niagara Mohawk Power Corp. | Adams Hydro | E | 23633 | Adams | Jefferson | NY | 1987-11-01 | 0.2 | 0 | 0 | 0 | 0 |  | Conventional Hydro | Water
R1540 | Niagara Mohawk Power Corp. | Algon.-Herkimer | E | 23633 | Herkimer | Herkimer | NY | 1987-12-01 | 1.6 | 0 | 0 | 0 | 0 |  | Conventional Hydro | Water
R1541 | Niagara Mohawk Power Corp. | Algon.-Otter Creek | E | 23633 | Greig | Lewis | NY | 1986-11-01 | 0.5 | 0 | 0 | 0 | 0 |  | Conventional Hydro | Water
R1543 | Niagara Mohawk Power Corp. | Azure Mountain | D | 24055 | St. Regis Falls | Franklin | NY | 1993-08-01 | 0.6 | 0 | 0 | 0 | 0 |  | Conventional Hydro | Water |  | 2.4 |  | 0.45662 | 24 | 2.4e-05
R1544 | Niagara Mohawk Power Corp. | Beaver Falls #1 | E | 23633 | Beaver Falls | Lewis | NY | 1986-01-01 | 1.5 | 0 | 0 | 0 | 0 |  | Conventional Hydro | Water |  | 9.1 |  | 0.69254 | 91 | 9.1e-05
R1545 | Niagara Mohawk Power Corp. | Beaver Falls #2 | E | 23633 | Beaver Falls | Lewis | NY | 1986-01-01 | 1 | 0 | 0 | 0 | 0 |  | Conventional Hydro | Water |  | 4.7 |  | 0.53653 | 47 | 4.7e-05
R1546 | Niagara Mohawk Power Corp. | Bellows Towers | D | 24055 | Malone | Franklin | NY | 1987-06-01 | 0.2 | 0 | 0 | 0 | 0 |  | Conventional Hydro | Water
R1547 | Niagara Mohawk Power Corp. | Black River Hyd#1 - Rock Isl. | E | 23633 | Port Leyden | Lewis | NY | 1984-07-01 | 1.9 | 0 | 0 | 0 | 0 |  | Conventional Hydro | Water |  | 4.8 |  | 0.28839 | 48 | 4.8e-05
R1548 | Niagara Mohawk Power Corp. | Black River Hyd#2 - Denley | E | 23633 | Port Leyden | Lewis | NY | 1985-12-01 | 1.6 | 0 | 0 | 0 | 0 |  | Conventional Hydro | Water |  | 1.3 |  | 0.092751 | 13 | 1.3e-05
R1549 | Niagara Mohawk Power Corp. | Black River Hyd#3 - Pt. Leyden | E | 23633 | Port Leyden | Lewis | NY | 1984-07-01 | 2.2 | 0 | 0 | 0 | 0 |  | Conventional Hydro | Water |  | 16 |  | 0.83022 | 160 | 0.00016
R1550 | Niagara Mohawk Power Corp. | Boralex - Middle Falls | F | 23643 | Easton | Washington | NY | 1989-12-01 | 2.2 | 0 | 0 | 0 | 0 |  | Conventional Hydro | Water |  | 12.5 |  | 0.64861 | 125 | 0.000125
R1553 | Niagara Mohawk Power Corp. | Burt Dam Hydro | A | 23774 | Burt | Niagara | NY | 1987-12-01 | 0.6 | 0 | 0 | 0 | 0 |  | Conventional Hydro | Water |  | 0.5 |  | 0.095129 | 5 | 5e-06
R1554 | Niagara Mohawk Power Corp. | C.H.I. (Dexter) Hydro | E | 23633 | Dexter | Jefferson | NY | 1988-01-01 | 4.2 | 0 | 0 | 0 | 0 |  | Conventional Hydro | Water |  | 18.8 |  | 0.51098 | 188 | 0.000188
R1555 | Niagara Mohawk Power Corp. | C.H.I. (Diamond Is) | E | 23633 | Watertown | Jefferson | NY | 1986-01-01 | 1.2 | 0 | 0 | 0 | 0 |  | Conventional Hydro | Water |  | 5.1 |  | 0.48516 | 51 | 5.1e-05
R1556 | Niagara Mohawk Power Corp. | C.H.I. (Fowler) | E | 23633 | Fowler | Lewis | NY | 1986-01-01 | 0.6 | 0 | 0 | 0 | 0 |  | Conventional Hydro | Water |  | 4.3 |  | 0.81811 | 43 | 4.3e-05
R1557 | Niagara Mohawk Power Corp. | C.H.I. (Hailsboro #3) | E | 23633 | Hailsboro | St Lawrence | NY | 1986-01-01 | 0.75 | 0 | 0 | 0 | 0 |  | Conventional Hydro | Water |  | 3.7 |  | 0.56317 | 37 | 3.7e-05
R1558 | Niagara Mohawk Power Corp. | C.H.I. (Hailsboro #4) | E | 23633 | Hailsboro | St Lawrence | NY | 1986-01-01 | 1.4 | 0 | 0 | 0 | 0 |  | Conventional Hydro | Water |  | 10.3 |  | 0.83986 | 103 | 0.000103
R1559 | Niagara Mohawk Power Corp. | C.H.I. (Hailsboro #6) | E | 23633 | Hailsboro | St Lawrence | NY | 1986-01-01 | 0.8 | 0 | 0 | 0 | 0 |  | Conventional Hydro | Water |  | 4.2 |  | 0.59932 | 42 | 4.2e-05
R1560 | Niagara Mohawk Power Corp. | C.H.I. (Theresa) | E | 23633 | Theresa | St Lawrence | NY | 1986-01-01 | 1.3 | 0 | 0 | 0 | 0 |  | Conventional Hydro | Water |  | 5.8 |  | 0.50931 | 58 | 5.8e-05
R1562 | Niagara Mohawk Power Corp. | Cellu-Tissue Corp - Natural Dam | E | 23633 | Gouverneur | St Lawrence | NY | 1986-01-01 | 1 | 0 | 0 | 0 | 0 |  | Conventional Hydro | Water
R1563 | Niagara Mohawk Power Corp. | Champlain Spinner | F | 23643 | Whitehall | Essex | NY | 1992-07-01 | 0.4 | 0 | 0 | 0 | 0 |  | Conventional Hydro | Water |  | 0.8 |  | 0.22831 | 8 | 8e-06
R1564 | Niagara Mohawk Power Corp. | Chittenden Falls | F | 23643 | Stuyvesant | Columbia | NY | 1995-12-01 | 0.6 | 0 | 0 | 0 | 0 |  | Conventional Hydro | Water
R1565 | Niagara Mohawk Power Corp. | Christine Falls Hydro | F | 23643 | Wells | Hamilton | NY | 1987-12-01 | 0.85 | 0 | 0 | 0 | 0 |  | Conventional Hydro | Water
R1566 | Niagara Mohawk Power Corp. | City of Oswego (High Dam) | C | 23634 | Oswego | Oswego | NY | 1994-02-01 | 11.9 | 0 | 0 | 0 | 0 |  | Conventional Hydro | Water |  | 30.5 |  | 0.29258 | 305 | 0.000305
R1567 | Niagara Mohawk Power Corp. | City of Utica - Sand Road | E | 23633 | Utica | Oneida | NY | 1993-05-01 | 0.2 | 0 | 0 | 0 | 0 |  | Conventional Hydro | Water |  | 1.5 |  | 0.85616 | 15 | 1.5e-05
R1568 | Niagara Mohawk Power Corp. | City of Utica -Trenton Falls | E | 23633 | Utica | Oneida | NY | 1993-02-01 | 0.2 | 0 | 0 | 0 | 0 |  | Conventional Hydro | Water |  | 0.7 |  | 0.39954 | 7 | 7e-06
R1569 | Niagara Mohawk Power Corp. | City of Watertown | E | 23633 | Watertown | Jefferson | NY | 1986-01-01 | 8.1 | 0 | 0 | 0 | 0 |  | Conventional Hydro | Water |  | 11.3 |  | 0.15925 | 113 | 0.000113
R1570 | Niagara Mohawk Power Corp. | City of Watervliet Hydro | F | 23643 | Guilderland | Albany | NY | 1986-01-01 | 1.5 | 0 | 0 | 0 | 0 |  | Conventional Hydro | Water |  | 2.6 |  | 0.19787 | 26 | 2.6e-05
R1571 | Niagara Mohawk Power Corp. | Cons. HY-Victory | F | 23643 | Victory Falls | Saratoga | NY | 1986-12-01 | 1.7 | 0 | 0 | 0 | 0 |  | Conventional Hydro | Water |  | 6.6 |  | 0.44319 | 66 | 6.6e-05
R1572 | Niagara Mohawk Power Corp. | Copenhagen Assoc. | E | 23633 | Copenhagen | Lewis | NY | 1986-01-01 | 3.3 | 0 | 0 | 0 | 0 |  | Conventional Hydro | Water |  | 7.3 |  | 0.25253 | 73 | 7.3e-05
R1573 | Niagara Mohawk Power Corp. | Cottrell Paper | F | 23643 | Rock City Falls | Saratoga | NY | 1987-01-01 | 0.3 | 0 | 0 | 0 | 0 |  | Conventional Hydro | Water
R1574 | Niagara Mohawk Power Corp. | Cranberry Lake | E | 23633 | Cranberry Lake | Lewis | NY | 1987-12-01 | 0.5 | 0 | 0 | 0 | 0 |  | Conventional Hydro | Water |  | 1.6 |  | 0.3653 | 16 | 1.6e-05
R1575 | Niagara Mohawk Power Corp. | Edison Hydro Electric | F | 23643 | Stottville | Columbia | NY | 2009-11-01 | 0.3 | 0 | 0 | 0 | 0 |  | Conventional Hydro | Water |  | 0.5 |  | 0.19026 | 5 | 5e-06
R1576 | Niagara Mohawk Power Corp. | Empire Hydro Partners | E | 23633 | Port Leyden | Lewis | NY | 1984-11-01 | 1 | 0 | 0 | 0 | 0 |  | Conventional Hydro | Water |  | 4.8 |  | 0.54795 | 48 | 4.8e-05
R1577 | Niagara Mohawk Power Corp. | Finch Paper LLC - Glens Falls | F | 23643 | Glens Falls | Warren | NY | 2009-11-01 | 11.8 | 0 | 0 | 0 | 0 |  | Conventional Hydro | Water |  | 0.2 |  | 0.0019348 | 2 | 2e-06
R1578 | Niagara Mohawk Power Corp. | Finch Pruyn | F | 23643 | Glens Falls | Warren | NY | 1989-12-01 | 29 | 0 | 0 | 0 | 0 |  | Conventional Hydro | Water
R1579 | Niagara Mohawk Power Corp. | Forestport Hydro | E | 23633 | Forestport | Oneida | NY | 1987-12-01 | 3.4 | 0 | 0 | 0 | 0 |  | Conventional Hydro | Water |  | 7.2 |  | 0.24174 | 72 | 7.2e-05
R1580 | Niagara Mohawk Power Corp. | Fort Miller Assoc (Hudson River) | F | 23643 | Schuylerville | Saratoga | NY | 1985-10-01 | 5 | 0 | 0 | 0 | 0 |  | Conventional Hydro | Water |  | 22.7 |  | 0.51826 | 227 | 0.000227
R1581 | Niagara Mohawk Power Corp. | Fortis Energy - Diana | E | 23633 | Diana | Lewis | NY | 1985-07-01 | 1.8 | 0 | 0 | 0 | 0 |  | Conventional Hydro | Water |  | 6.6 |  | 0.41857 | 66 | 6.6e-05
R1582 | Niagara Mohawk Power Corp. | Franklin Hydro | D | 24055 | Franklin Falls | Franklin | NY | 1995-03-01 | 0.3 | 0 | 0 | 0 | 0 |  | Conventional Hydro | Water
R1584 | Niagara Mohawk Power Corp. | Green Island Power Authority | F | 23643 | Green Island | Albany | NY | 1971-01-01 | 6 | 0 | 0 | 0 | 0 |  | Conventional Hydro | Water |  | 39.8 |  | 0.75723 | 398 | 0.000398
R1585 | Niagara Mohawk Power Corp. | Hewittville Hydro | E | 23633 | Potsdam | St Lawrence | NY | 1984-07-01 | 3 | 0 | 0 | 0 | 0 |  | Conventional Hydro | Water |  | 13.2 |  | 0.50228 | 132 | 0.000132
R1586 | Niagara Mohawk Power Corp. | Hollings&Vose-Center | F | 23643 | Easton | Washington | NY | 1986-01-01 | 0.4 | 0 | 0 | 0 | 0 |  | Conventional Hydro | Water |  | 0.7 |  | 0.19977 | 7 | 7e-06
R1587 | Niagara Mohawk Power Corp. | Hollings&Vose-Lower | F | 23643 | Easton | Washington | NY | 1986-01-01 | 0.4 | 0 | 0 | 0 | 0 |  | Conventional Hydro | Water
R1588 | Niagara Mohawk Power Corp. | Hollings&Vose-Upper | F | 23643 | Easton | Washington | NY | 1986-01-01 | 0.4 | 0 | 0 | 0 | 0 |  | Conventional Hydro | Water
R1589 | Niagara Mohawk Power Corp. | Hollow Dam Power | E | 23633 | Saint Lawrence | St Lawrence | NY | 1987-12-01 | 1 | 0 | 0 | 0 | 0 |  | Conventional Hydro | Water |  | 2.8 |  | 0.31963 | 28 | 2.8e-05
R1590 | Niagara Mohawk Power Corp. | Hoosick Falls | F | 23643 | Hoosick Falls | Rensselaer | NY | 1988-08-01 | 0.6 | 0 | 0 | 0 | 0 |  | Conventional Hydro | Water
R1592 | Niagara Mohawk Power Corp. | Indian Falls HY | E | 23633 | Theresa | Jefferson | NY | 1986-01-01 | 0.3 | 0 | 0 | 0 | 0 |  | Conventional Hydro | Water
R1593 | Niagara Mohawk Power Corp. | Kayuta Lake | E | 23633 | Kayuta | Oneida | NY | 1988-05-01 | 0.4 | 0 | 0 | 0 | 0 |  | Conventional Hydro | Water |  | 1.4 |  | 0.39954 | 14 | 1.4e-05
R1594 | Niagara Mohawk Power Corp. | Kings Falls | E | 23633 | Copenhagen | Lewis | NY | 1988-05-01 | 1.6 | 0 | 0 | 0 | 0 |  | Conventional Hydro | Water
R1597 | Niagara Mohawk Power Corp. | Long Falls Hydro | E | 23633 | Carthage | Jefferson | NY | 1991-06-01 | 3.3 | 0 | 0 | 0 | 0 |  | Conventional Hydro | Water |  | 4.9 |  | 0.1695 | 49 | 4.9e-05
R1598 | Niagara Mohawk Power Corp. | Lyonsdale Assoc. (Burrows) | E | 23633 | Lyons Falls | Lewis | NY | 1984-07-01 | 3 | 0 | 0 | 0 | 0 |  | Conventional Hydro | Water |  | 8.7 |  | 0.33105 | 87 | 8.7e-05
R1599 | Niagara Mohawk Power Corp. | Mechanicville | F | 23643 | Halfmoon | Saratoga | NY | 2005-03-01 | 3.8 | 0 | 0 | 0 | 0 |  | Conventional Hydro | Water |  | 21.9 |  | 0.65789 | 219 | 0.000219
R1600 | Niagara Mohawk Power Corp. | Mount Ida Hydro | F | 23643 | Troy | Rensselaer | NY | 1986-01-01 | 3 | 0 | 0 | 0 | 0 |  | Conventional Hydro | Water |  | 8.9 |  | 0.33866 | 89 | 8.9e-05
R1602 | Niagara Mohawk Power Corp. | Mountainaire Massage Spa | F | 23643 | Wevertown | Warren | NY | 2009-11-01 |  | 0 | 0 | 0 | 0 |  | Conventional Hydro | Water
R1603 | Niagara Mohawk Power Corp. | Newport Hydro Assoc. | E | 23633 | Newport | Herkimer | NY | 1987-12-01 | 1.7 | 0 | 0 | 0 | 0 |  | Conventional Hydro | Water |  | 5.9 |  | 0.39619 | 59 | 5.9e-05
R1604 | Niagara Mohawk Power Corp. | Northbrook Carthage | E | 23633 | Carthage | Jefferson | NY | 1986-01-01 | 4.4 | 0 | 0 | 0 | 0 |  | Conventional Hydro | Water |  | 21.4 |  | 0.55521 | 214 | 0.000214
R1606 | Niagara Mohawk Power Corp. | Oakvale Construction | D | 24055 | Wilmington | Essex | NY | 2009-11-01 | 0.4 | 0 | 0 | 0 | 0 |  | Conventional Hydro | Water |  | 2 |  | 0.57078 | 20 | 2e-05
R1607 | Niagara Mohawk Power Corp. | Ogdensburg Hydro | E | 23633 | Ogdensburg | St Lawrence | NY | 1987-12-01 | 3.5 | 0 | 0 | 0 | 0 |  | Conventional Hydro | Water |  | 9.2 |  | 0.30007 | 92 | 9.2e-05
R1610 | Niagara Mohawk Power Corp. | Oswego Hydro Partners LP (Phoenix) | C | 23634 | Phoenix | Oswego | NY | 1990-12-01 | 3.4 | 0 | 0 | 0 | 0 |  | Conventional Hydro | Water |  | 10.4 |  | 0.34918 | 104 | 0.000104
R1611 | Niagara Mohawk Power Corp. | Riverrat Glass & Electric | F | 23643 | Wadhams | Essex | NY | 1986-01-01 | 0.6 | 0 | 0 | 0 | 0 |  | Conventional Hydro | Water
R1612 | Niagara Mohawk Power Corp. | Sandy Hollow Hydro Assoc. | E | 23633 | Philadelphia | Jefferson | NY | 1986-09-01 | 0.6 | 0 | 0 | 0 | 0 |  | Conventional Hydro | Water
R1613 | Niagara Mohawk Power Corp. | Seneca Limited | C | 23634 | Syracuse | Onondaga | NY | 1985-12-01 | 0.2 | 0 | 0 | 0 | 0 |  | Conventional Hydro | Water
R1615 | Niagara Mohawk Power Corp. | Stevens&Thompson Paper Co. | F | 23643 | Middle Falls | Washington | NY | 1987-12-01 | 10.5 | 0 | 0 | 0 | 0 |  | Conventional Hydro | Water |  | 30.3 |  | 0.32942 | 303 | 0.000303
R1616 | Niagara Mohawk Power Corp. | Stillwater Assoc. | E | 23633 | Webb | Herkimer | NY | 1987-01-01 | 1.8 | 0 | 0 | 0 | 0 |  | Conventional Hydro | Water |  | 6.5 |  | 0.41223 | 65 | 6.5e-05
R1617 | Niagara Mohawk Power Corp. | Stillwater Hydro Partners LP | F | 23643 | Stillwater | Saratoga | NY | 1993-04-01 | 3.4 | 0 | 0 | 0 | 0 |  | Conventional Hydro | Water |  | 13.9 |  | 0.46669 | 139 | 0.000139
R1618 | Niagara Mohawk Power Corp. | Stuyvesant Falls Hydro | F | 23643 | Stuyvesant | Columbia | NY | 2013-02-01 | 7 | 0 | 0 | 0 | 0 |  | Conventional Hydro | Water |  | 19.5 |  | 0.318 | 195 | 0.000195
R1620 | Niagara Mohawk Power Corp. | Synergics - Middle Greenwich | F | 23643 | Greenwich | Washington | NY | 1987-12-01 | 0.2 | 0 | 0 | 0 | 0 |  | Conventional Hydro | Water
R1621 | Niagara Mohawk Power Corp. | Synergics - Union Falls | D | 24055 | Union Falls | Clinton | NY | 1987-12-01 | 3 | 0 | 0 | 0 | 0 |  | Conventional Hydro | Water |  | 8 |  | 0.30441 | 80 | 8e-05
R1622 | Niagara Mohawk Power Corp. | Synergics - Upper Greenwich | F | 23643 | Greenwich | Washington | NY | 1987-12-01 | 0.4 | 0 | 0 | 0 | 0 |  | Conventional Hydro | Water
R1623 | Niagara Mohawk Power Corp. | Tannery Island | E | 23633 | Carthage | Jefferson | NY | 1986-01-01 | 1.5 | 0 | 0 | 0 | 0 |  | Conventional Hydro | Water |  | 6.6 |  | 0.50228 | 66 | 6.6e-05
R1624 | Niagara Mohawk Power Corp. | Town of Wells (Lake Algonquin) | F | 23643 | Wells | Hamilton | NY | 1987-12-01 | 0.5 | 0 | 0 | 0 | 0 |  | Conventional Hydro | Water |  | 1.6 |  | 0.3653 | 16 | 1.6e-05
R1626 | Niagara Mohawk Power Corp. | Unionville Hydro | E | 23633 | Potsdam | St Lawrence | NY | 1984-07-01 | 3 | 0 | 0 | 0 | 0 |  | Conventional Hydro | Water |  | 12.5 |  | 0.47565 | 125 | 0.000125
R1628 | Niagara Mohawk Power Corp. | Valatie Falls | F | 23643 | Valatie | Columbia | NY | 1992-12-01 | 0.1 | 0 | 0 | 0 | 0 |  | Conventional Hydro | Water |  | 0.3 |  | 0.34247 | 3 | 3e-06
R1629 | Niagara Mohawk Power Corp. | Valley Falls Assoc. | F | 23643 | Valley Falls | Rensselaer | NY | 1985-08-01 | 2.5 | 0 | 0 | 0 | 0 |  | Conventional Hydro | Water |  | 7.1 |  | 0.3242 | 71 | 7.1e-05
R1630 | Niagara Mohawk Power Corp. | Village of Gouverneur | E | 23633 | Gouverneur | St Lawrence | NY | 1986-01-01 | 0.1 | 0 | 0 | 0 | 0 |  | Conventional Hydro | Water
R1631 | Niagara Mohawk Power Corp. | Village of Potsdam | E | 23633 | Potsdam | St Lawrence | NY | 1986-01-01 | 0.8 | 0 | 0 | 0 | 0 |  | Conventional Hydro | Water
R1632 | Niagara Mohawk Power Corp. | Village of Potsdam 2 | E | 23633 | Potsdam | St Lawrence | NY | 2014-04-01 | 0.5 | 0 | 0 | 0 | 0 |  | Conventional Hydro | Water
R1633 | Niagara Mohawk Power Corp. | Village of Saranac Lake | D | 24055 | Saranac Lake | Franklin | NY | 1996-12-01 | 0.2 | 0 | 0 | 0 | 0 |  | Conventional Hydro | Water |  | 0.5 |  | 0.28539 | 5 | 5e-06
R1634 | Niagara Mohawk Power Corp. | Wave Hydro LLC | C | 23634 | Baldwinsville | Onondaga | NY | 2010-02-07 | 0.823 | 0 | 0 | 0 | 0 |  | Conventional Hydro | Water
R1644 | Northbrook Lyons Falls, LLC | Hampshire Paper | E | 323593 | Gouverneur | St Lawrence | NY | 1987-03-01 | 3.4 | 3.5 | 3.5 | 3.4 | 3.4 |  | Conventional Hydro | Water |  | 14.9 |  | 0.50027 | 149 | 0.000149
R1645 | Northbrook Lyons Falls, LLC | Lyons Falls Hydro | E | 23570 | Lyons Falls | Lewis | NY | 1986-01-01 | 8 | 7.3 | 7.3 | 8 | 8 |  | Conventional Hydro | Water |  | 34 |  | 0.48516 | 340 | 0.00034
R1666 | Orange and Rockland Utilities | Buttermilk Falls | G | 5055 | Highland Falls | Orange | NY | 1986-12-01 | 0.1 | 0 | 0 | 0 | 0 |  | Conventional Hydro | Water
R1673 | Rochester Gas and Electric Corp. | Mills Mills | B | 5059 | Fillmore | Allegany | NY | 1906-07-01 | 0.2 | 0 | 0 | 0 | 0 |  | Conventional Hydro | Water
R1674 | Rochester Gas and Electric Corp. | Mt Morris | B | 5060 | Mt Morris | Livingston | NY | 1916-07-01 | 0.3 | 0 | 0 | 0 | 0 |  | Conventional Hydro | Water
R1675 | Rochester Gas and Electric Corp. | Station 2 1 | B | 23604 | Rochester | Monroe | NY | 1913-07-01 | 8.5 | 6.5 | 6.5 | 8.5 | 8.5 |  | Conventional Hydro | Water |  | 23 |  | 0.30889 | 230 | 0.00023
R1676 | Rochester Gas and Electric Corp. | Station 26 1 | B | 23604 | Rochester | Monroe | NY | 1952-08-01 | 3 | 3 | 3 | 3 | 3 |  | Conventional Hydro | Water |  | 11.4 |  | 0.43379 | 114 | 0.000114
R1677 | Rochester Gas and Electric Corp. | Station 5 1 | B | 23604 | Rochester | Monroe | NY | 1918-07-01 | 13.982 | 11.8 | 11.8 | 14 | 14 |  | Conventional Hydro | Water |  | 0.6 |  | 0.0048987 | 6 | 6e-06
R1678 | Rochester Gas and Electric Corp. | Station 5 2 | B | 23604 | Rochester | Monroe | NY | 1918-07-01 | 13.59 | 11.8 | 11.8 | 13.6 | 13.6 |  | Conventional Hydro | Water |  | 1 |  | 0.0083999 | 10 | 1e-05
R1679 | Rochester Gas and Electric Corp. | Station 5 3 | B | 23604 | Rochester | Monroe | NY | 1918-07-01 | 18 | 16.5 | 16.5 | 18 | 18 |  | Conventional Hydro | Water |  | 1.4 |  | 0.0088787 | 14 | 1.4e-05
R1690 | Seneca Falls Power Corp. | Seneca Falls 1 | C | 23627 | Seneca Falls | Seneca | NY | 1998-06-01 | 1.8 | 1.6 | 1.6 | 0 | 0 |  | Conventional Hydro | Water
R1691 | Seneca Falls Power Corp. | Seneca Falls 2 | C | 23627 | Seneca Falls | Seneca | NY | 1998-06-01 | 1.8 | 1.6 | 1.6 | 0 | 0 |  | Conventional Hydro | Water
R1692 | Seneca Falls Power Corp. | Seneca Falls 4 | C | 23627 | Seneca Falls | Seneca | NY | 1998-06-01 | 2 | 1.8 | 1.8 | 0 | 0 |  | Conventional Hydro | Water
R1706 | Triton Power Company | Chateaugay High Falls | D | 323578 | Chateaugay | Franklin | NY | 1987-12-01 | 1.7 | 1.7 | 1.7 | 0 | 0 |  | Conventional Hydro | Water |  | 6.9 |  | 0.46334 | 69 | 6.9e-05
Totals | [8 empty] | 5325.65 | [8 empty] | 29045.1 |  |  | 290451 | 0.29045

## Pumped Storage
Line No. | Billing Org | Station Unit | Zone | PTID | Town | Cnty | St | YYY-MM-DD | Nameplate MW | CRIS SUM MW | CRIS WIN MW | CAPABILITY SUM MW | CAPABILITY WIN MW | DUAL | Unit Type | Fuel Type 1 | Fuel Type 2 | 2018 GWh | Notes | Capacity | CO2 Emissions MTCO2 | CO2 Emissions MMTCO2
R1458 | New York Power Authority | Gilboa 1 (IIFO - 1/1/2019) | F | 23756 | Gilboa NY | Schoharie | NY | 1973-07-01 | 290 | 290.7 | 290.7 | 293.7 | 292.5 |  | Pumped Storage Hydro | Water |  | 38.7 | (13) (I) | 0.015234 | 387 | 0.000387
R1459 | New York Power Authority | Gilboa 2 | F | 23757 | Gilboa NY | Schoharie | NY | 1973-07-01 | 290 | 291.2 | 291.2 | 292.3 | 291.7 |  | Pumped Storage Hydro | Water |  | 216.8 |  | 0.085341 | 2168 | 0.002168
R1460 | New York Power Authority | Gilboa 3 | F | 23758 | Gilboa NY | Schoharie | NY | 1973-07-01 | 290 | 291.7 | 291.7 | 292.3 | 291.9 |  | Pumped Storage Hydro | Water |  | 13.1 |  | 0.0051567 | 131 | 0.000131
R1461 | New York Power Authority | Gilboa 4 | F | 23759 | Gilboa NY | Schoharie | NY | 1973-07-01 | 290 | 291.5 | 291.5 | 293 | 292.6 |  | Pumped Storage Hydro | Water |  | 138.2 |  | 0.054401 | 1382 | 0.001382
R1481 | New York Power Authority | Lewiston PS (Fleet) | A | 23760 | Niagara Falls | Niagara | NY | 1961-01-01 | 240 | 240 | 240 | 240 | 240 |  | Pumped Storage Hydro | Water |  | 404 |  | 0.19216 | 4040 | 0.00404
Totals | [8 empty] | 1400 | [8 empty] | 810.8 |  |  | 8108 | 0.008108

## Wind
Line No. | Billing Org | Station Unit | Zone | PTID | Town | Cnty | St | YYY-MM-DD | Nameplate MW | CRIS SUM MW | CRIS WIN MW | CAPABILITY SUM MW | CAPABILITY WIN MW | DUAL | Unit Type | Fuel Type 1 | Fuel Type 2 | 2018 GWh | Notes | Capacity | CO2 Emissions MTCO2 | CO2 Emissions MMTCO2
R1078 | Canandaigua Power Partners, LLC | Canandaigua Wind Power | C | 323617 | Avoca | Steuben | NY | 2008-12-05 | 125 | 125 | 125 | 125 | 125 |  | Wind Turbine | Wind |  | 245.5 |  | 0.2242 | 2209.5 | 0.0022095
R1079 | Canastota Windpower LLC | Fenner Wind Power | C | 24204 | Fenner | Madison | NY | 2001-12-01 | 30 | 0 | 0 | 0 | 0 |  | Wind Turbine | Wind |  | 54.5 |  | 0.20738 | 490.5 | 0.0004905
R1120 | Consolidated Edison Energy, Inc. | Munnsville Wind Power | E | 323609 | Bouckville | Madison | NY | 2007-08-20 | 34.5 | 34.5 | 34.5 | 34.5 | 34.5 |  | Wind Turbine | Wind |  | 58.2 |  | 0.19257 | 523.8 | 0.0005238
R1142 | EDF Renewable Energy | Copenhagen Wind Farm | E | 323753 | Copenhagen | Lewis | NY | 2018-12-01 | 79.9 | 79.9 | 79.9 | 0 | 0 |  | Wind Turbine | Wind |  | 8.2 | (9) (N) | 0.011716 | 73.8 | 7.38e-05
R1143 | EDP Renewables NA | Arkwright Summit Wind Farm | A | 323751 | Arkwright | Chautauqua | NY | 2018-09-01 | 78.4 | 0 | 0 | 0 | 0 |  | Wind Turbine | Wind |  | 82 | (10) (N) | 0.1194 | 738 | 0.000738
R1323 | Erie Wind, LLC | Erie Wind | A | 323693 | Lackawanna | Erie | NY | 2012-02-01 | 15 | 0 | 0 | 0 | 0 |  | Wind Turbine | Wind |  | 26.2 |  | 0.19939 | 235.8 | 0.0002358
R1332 | Flat Rock Windpower II, LLC | Maple Ridge Wind 2 | E | 323611 | Lowville | Lewis | NY | 2007-12-01 | 90.8 | 90.7 | 90.7 | 90.8 | 90.8 |  | Wind Turbine | Wind |  | 203.2 |  | 0.25547 | 1828.8 | 0.0018288
R1333 | Flat Rock Windpower, LLC | Maple Ridge Wind 1 | E | 323574 | Lowville | Lewis | NY | 2006-01-01 | 231 | 231 | 231 | 231 | 231 |  | Wind Turbine | Wind |  | 536 |  | 0.26488 | 4824 | 0.004824
R1341 | Hardscrabble Wind Power LLC | Hardscrabble Wind | E | 323673 | Fairfield | Herkimer | NY | 2011-02-01 | 74 | 74 | 74 | 74 | 74 |  | Wind Turbine | Wind |  | 176.8 |  | 0.27274 | 1591.2 | 0.0015912
R1356 | Howard Wind LLC | Howard Wind | C | 323690 | Howard | Steuben | NY | 2011-12-01 | 55.4 | 57.4 | 57.4 | 55.4 | 55.4 |  | Wind Turbine | Wind |  | 125.1 |  | 0.25778 | 1125.9 | 0.0011259
R1372 | Jericho Rise Wind Farm LLC | Jericho Rise Wind Farm | D | 323719 | Chateaugay | Franklin | NY | 2016-12-01 | 77.7 | 77.7 | 77.7 | 77.7 | 77.7 |  | Wind Turbine | Wind |  | 226.1 |  | 0.33218 | 2034.9 | 0.0020349
R1446 | Madison Windpower, LLC | Madison Wind Power | E | 24146 | Madison | Madison | NY | 2000-09-01 | 11.55 | 11.5 | 11.5 | 11.6 | 11.6 |  | Wind Turbine | Wind |  | 18.7 |  | 0.18482 | 168.3 | 0.0001683
R1447 | Marble River LLC | Marble River Wind | D | 323696 | Ellenburg | Clinton | NY | 2012-07-01 | 215.2 | 215.2 | 215.2 | 215.2 | 215.2 |  | Wind Turbine | Wind |  | 488.9 |  | 0.25934 | 4400.1 | 0.0044001
R1448 | Marsh Hill Energy LLC | Marsh Hill Wind Farm | C | 323713 | Jasper | Steuben | NY | 2014-12-01 | 16.2 | 0 | 0 | 0 | 0 |  | Wind Turbine | Wind |  | 46.4 |  | 0.32696 | 417.6 | 0.0004176
R1635 | Niagara Wind Power, LLC | Steel Wind | A | 323596 | Lackawanna | Erie | NY | 2007-01-23 | 20 | 0 | 0 | 0 | 0 |  | Wind Turbine | Wind |  | 46.9 |  | 0.26769 | 422.1 | 0.0004221
R1638 | Noble Altona Windpark, LLC | Altona Wind Power | D | 323606 | Altona | Clinton | NY | 2008-09-23 | 97.5 | 97.5 | 97.5 | 97.5 | 97.5 |  | Wind Turbine | Wind |  | 168.6 |  | 0.1974 | 1517.4 | 0.0015174
R1639 | Noble Bliss Windpark, LLC | Bliss Wind Power | A | 323608 | Bliss | Wyoming | NY | 2008-03-20 | 100.5 | 100.5 | 100.5 | 100.5 | 100.5 |  | Wind Turbine | Wind |  | 192.8 |  | 0.219 | 1735.2 | 0.0017352
R1640 | Noble Chateaugay Windpark, LLC | Chateaugay Wind Power | D | 323614 | Chateaugay | Franklin | NY | 2008-10-07 | 106.5 | 106.5 | 106.5 | 106.5 | 106.5 |  | Wind Turbine | Wind |  | 190.9 |  | 0.20462 | 1718.1 | 0.0017181
R1641 | Noble Clinton Windpark 1, LLC | Clinton Wind Power | D | 323605 | Clinton | Clinton | NY | 2008-04-09 | 100.5 | 100.5 | 100.5 | 100.5 | 100.5 |  | Wind Turbine | Wind |  | 146.9 |  | 0.16686 | 1322.1 | 0.0013221
R1642 | Noble Ellenburg Windpark, LLC | Ellenburg Wind Power | D | 323604 | Ellenburg | Clinton | NY | 2008-03-31 | 81 | 81 | 81 | 81 | 81 |  | Wind Turbine | Wind |  | 144 |  | 0.20294 | 1296 | 0.001296
R1643 | Noble Wethersfield Windpark, LLC | Wethersfield Wind Power | C | 323626 | Wethersfield | Wyoming | NY | 2008-12-11 | 126 | 126 | 126 | 126 | 126 |  | Wind Turbine | Wind |  | 257.3 |  | 0.23311 | 2315.7 | 0.0023157
R1699 | Sheldon Energy LLC | High Sheldon Wind Farm | C | 323625 | Sheldon | Wyoming | NY | 2009-02-01 | 118.1 | 112.5 | 112.5 | 118.1 | 118.1 |  | Wind Turbine | Wind |  | 247.7 |  | 0.23943 | 2229.3 | 0.0022293
R1703 | Stony Creek Energy LLC | Orangeville Wind Farm | C | 323706 | Orangeville | Wyoming | NY | 2013-12-01 | 93.9 | 94.4 | 94.4 | 93.9 | 93.9 |  | Wind Turbine | Wind |  | 289.6 |  | 0.35207 | 2606.4 | 0.0026064
R1707 | Western New York Wind Corp. | Western NY Wind Power | B | 24143 | Wethersfield | Wyoming | NY | 2000-10-01 | 6.6 | 0 | 0 | 0 | 0 |  | Wind Turbine | Wind |  | 4.6 |  | 0.079563 | 41.4 | 4.14e-05
Totals | [8 empty] | 1985.25 | [8 empty] | 3985.1 |  |  | 35865.9 | 0.035866

## Refuse
Line No. | Billing Org | Station Unit | Zone | PTID | Town | Cnty | St | YYY-MM-DD | Nameplate MW | CRIS SUM MW | CRIS WIN MW | CAPABILITY SUM MW | CAPABILITY WIN MW | DUAL | Unit Type | Fuel Type 1 | Fuel Type 2 | 2018 GWh | Notes | Capacity | CO2 Emissions MTCO2 | CO2 Emissions MMTCO2
R1089 | Central Hudson Gas & Elec. Corp. | DCRRA | G | 23765 | Poughkeepsie | Dutchess | NY | 1987-09-01 | 9.2 | 8.8 | 8.8 | 6.2 | 6.9 |  | Steam Turbine (Fossil) | Refuse |  | 23.4 |  | 0.29035 | 538.2 | 0.0005382
R1129 | Covanta Niagara, LP | American Ref-Fuel 1 | A | 24010 | Niagara | Niagara | NY | 1993-05-01 | 25 | 19.6 | 19.6 | 15.6 | 16.1 |  | Steam Turbine (Fossil) | Refuse |  | 214.4 | (G) | 0.979 | 4931.2 | 0.0049312
R1130 | Covanta Niagara, LP | American Ref-Fuel 2 | A | 24010 | Niagara | Niagara | NY | 1993-05-01 | 25 | 19.6 | 19.6 | 15.6 | 16.1 |  | Steam Turbine (Fossil) | Refuse
R1375 | Long Island Power Authority | Babylon (RR) | K | 323704 | Babylon | Suffolk | NY | 1989-04-01 | 17 | 15.5 | 15.5 | 14.6 | 14.6 |  | Steam Turbine (Fossil) | Refuse |  | 112.1 |  | 0.75275 | 2578.3 | 0.0025783
R1403 | Long Island Power Authority | Hempstead (RR) | K | 23647 | Hempstead | Nassau | NY | 1989-10-01 | 78.6 | 73.7 | 73.7 | 72.8 | 74.7 |  | Steam Turbine (Fossil) | Refuse |  | 594.1 |  | 0.86285 | 13664.3 | 0.013664
R1414 | Long Island Power Authority | Huntington (RR) | K | 323705 | Huntington | Suffolk | NY | 1991-12-01 | 28 | 24.7 | 24.7 | 24 | 24.1 |  | Steam Turbine (Fossil) | Refuse |  | 188.8 |  | 0.76973 | 4342.4 | 0.0043424
R1415 | Long Island Power Authority | Islip (RR) | K | 323679 | Ronkonkoma | Suffolk | NY | 1990-03-01 | 12.5 | 11.2 | 11.2 | 8.3 | 8.5 |  | Steam Turbine (Fossil) | Refuse |  | 55.7 |  | 0.50868 | 1281.1 | 0.0012811
R1537 | Niagara Mohawk Power Corp. | Onondaga County | C | 23987 | North Syracuse | Onondaga | NY | 1994-12-01 | 39.5 | 32.6 | 32.6 | 0 | 0 |  | Steam Turbine (Fossil) | Refuse |  | 216.8 |  | 0.62655 | 4986.4 | 0.0049864
R1609 | Niagara Mohawk Power Corp. | Oswego County | C | 23634 | Oswego | Oswego | NY | 1986-03-01 | 3.6 | 0 | 0 | 0 | 0 |  | Steam Turbine (Fossil) | Refuse |  | 4.3 |  | 0.13635 | 98.9 | 9.89e-05
R1708 | Wheelabrator Hudson Falls, LLC | Wheelabrator Hudson Falls | F | 23798 | Hudson Falls | Washington | NY | 1991-10-01 | 14.4 | 12.7 | 12.7 | 10.5 | 11 |  | Steam Turbine (Fossil) | Refuse |  | 76.8 |  | 0.60883 | 1766.4 | 0.0017664
R1709 | Wheelabrator Westchester, LP | Wheelabrator Westchester | H | 23653 | Peekskill | Westchester | NY | 1984-04-01 | 59.7 | 53.5 | 53.5 | 52 | 51.6 |  | Steam Turbine (Fossil) | Refuse |  | 392 |  | 0.74956 | 9016 | 0.009016
Totals | [8 empty] | 312.5 | [8 empty] | 1878.4 |  |  | 43203.2 | 0.043203

## Sunlight
Line No. | Billing Org | Station Unit | Zone | PTID | Town | Cnty | St | YYY-MM-DD | Nameplate MW | CRIS SUM MW | CRIS WIN MW | CAPABILITY SUM MW | CAPABILITY WIN MW | DUAL | Unit Type | Fuel Type 1 | Fuel Type 2 | 2018 GWh | Notes | Capacity | CO2 Emissions MTCO2 | CO2 Emissions MMTCO2
R1416 | Long Island Power Authority | Long Island Solar Farm | K | 323691 | Upton | Suffolk | NY | 2011-11-01 | 31.5 | 31.5 | 31.5 | 31.5 | 31.5 |  | Photovoltaic | Sunlight |  | 48.8 |  | 0.17685 | 1561.6 | 0.0015616
R1700 | Shoreham Solar Commons LLC | Shoreham Solar | K | 323752 | East Shoreham | Suffolk | NY | 2018-07-01 | 25 | 24.9 | 24.9 | 0 | 0 |  | Photovoltaic | Sunlight |  |  | (N)
Totals | [8 empty] | 56.5 | [8 empty] | 48.8 |  |  | 1561.6 | 0.0015616

## Wood
Line No. | Billing Org | Station Unit | Zone | PTID | Town | Cnty | St | YYY-MM-DD | Nameplate MW | CRIS SUM MW | CRIS WIN MW | CAPABILITY SUM MW | CAPABILITY WIN MW | DUAL | Unit Type | Fuel Type 1 | Fuel Type 2 | 2018 GWh | Notes | Capacity | CO2 Emissions MTCO2 | CO2 Emissions MMTCO2
R1445 | Lyonsdale Biomass, LLC | Lyonsdale (IIFO - 4/1/18) | E | 23803 | Lyonsdale | Lewis | NY | 1992-08-01 | 21.1 | 20.2 | 20.2 | 0 | 0 |  | Steam Turbine (Fossil) | Wood |  |  | (12) (I)
R1672 | ReEnergy Black River LLC | Fort Drum | E | 23780 | Watertown | Jefferson | NY | 2013-05-30 | 55.5 | 55.6 | 55.6 | 0 | 0 |  | Steam Turbine (Fossil) | Wood | No. 2 Fuel Oil | 203.4 |  | 0.41836 | 5491.8 | 0.0054918
Totals | [8 empty] | 76.6 | [8 empty] | 203.4 |  |  | 5491.8 | 0.0054918

## Fly Wheel
Line No. | Billing Org | Station Unit | Zone | PTID | Town | Cnty | St | YYY-MM-DD | Nameplate MW | CRIS SUM MW | CRIS WIN MW | CAPABILITY SUM MW | CAPABILITY WIN MW | DUAL | Unit Type | Fuel Type 1 | Fuel Type 2 | 2018 GWh | Notes | Capacity | CO2 Emissions MTCO2 | CO2 Emissions MMTCO2
R1702 | Stephentown Spindle LLC | Beacon LESR | F | 323632 | Stephentown | Rensselaer | NY | 2010-11-29 | 20 | 0 | 0 | 0 | 0 |  | Energy Storage | Fly Wheel
Totals | [8 empty] | 20 | [8 empty] | 0 |  |  | 0 | 0

## Imported Power
Line No. | Billing Org | Station Unit | Zone | PTID | Town | Cnty | St | YYY-MM-DD | Nameplate MW | CRIS SUM MW | CRIS WIN MW | CAPABILITY SUM MW | CAPABILITY WIN MW | DUAL | Unit Type | Fuel Type 1 | Fuel Type 2 | 2018 GWh | Notes | Capacity | CO2 Emissions MTCO2 | CO2 Emissions MMTCO2
R1057 | Bayonne Energy Center, LLC | Bayonne EC CTG1 | J | 323682 | Bayonne NJ | Hudson | NJ | 2012-06-01 | 64 | 64 | 66.5 | 57.5 | 62.9 | YES | Jet Engine | Natural Gas | Kerosene | 78.1 |  | 0.13931 | 34598.3 | 0.034598
R1058 | Bayonne Energy Center, LLC | Bayonne EC CTG2 | J | 323683 | Bayonne NJ | Hudson | NJ | 2012-06-01 | 64 | 64 | 66.5 | 57.9 | 62.5 | YES | Jet Engine | Natural Gas | Kerosene | 86.6 |  | 0.15447 | 38363.8 | 0.038364
R1059 | Bayonne Energy Center, LLC | Bayonne EC CTG3 | J | 323684 | Bayonne NJ | Hudson | NJ | 2012-06-01 | 64 | 64 | 66.5 | 59.3 | 62.3 | YES | Jet Engine | Natural Gas | Kerosene | 72.4 |  | 0.12914 | 32073.2 | 0.032073
R1060 | Bayonne Energy Center, LLC | Bayonne EC CTG4 | J | 323685 | Bayonne NJ | Hudson | NJ | 2012-06-01 | 64 | 64 | 66.5 | 56.5 | 62.4 | YES | Jet Engine | Natural Gas | Kerosene | 74.3 |  | 0.13253 | 32914.9 | 0.032915
R1061 | Bayonne Energy Center, LLC | Bayonne EC CTG5 | J | 323686 | Bayonne NJ | Hudson | NJ | 2012-06-01 | 64 | 64 | 66.5 | 56.5 | 62.4 | YES | Jet Engine | Natural Gas | Kerosene | 79.8 |  | 0.14234 | 35351.4 | 0.035351
R1062 | Bayonne Energy Center, LLC | Bayonne EC CTG6 | J | 323687 | Bayonne NJ | Hudson | NJ | 2012-06-01 | 64 | 64 | 66.5 | 57.7 | 62.7 | YES | Jet Engine | Natural Gas | Kerosene | 72.1 |  | 0.1286 | 31940.3 | 0.03194
R1063 | Bayonne Energy Center, LLC | Bayonne EC CTG7 | J | 323688 | Bayonne NJ | Hudson | NJ | 2012-06-01 | 64 | 64 | 66.5 | 59.7 | 63.1 | YES | Jet Engine | Natural Gas | Kerosene | 89.9 |  | 0.16035 | 39825.7 | 0.039826
R1064 | Bayonne Energy Center, LLC | Bayonne EC CTG8 | J | 323689 | Bayonne NJ | Hudson | NJ | 2012-06-01 | 64 | 64 | 66.5 | 58.5 | 62.9 | YES | Jet Engine | Natural Gas | Kerosene | 80.7 |  | 0.14394 | 35750.1 | 0.03575
R1065 | Bayonne Energy Center, LLC | Bayonne EC CTG9 | J | 323749 | Bayonne NJ | Hudson | NJ | 2018-06-01 | 64 | 60.2 | 64.7 | 61.3 | 65.6 | YES | Jet Engine | Natural Gas | Kerosene | 65.7 | (1) (N) | 0.11719 | 29105.1 | 0.029105
R1066 | Bayonne Energy Center, LLC | Bayonne EC CTG10 | J | 323750 | Bayonne NJ | Hudson | NJ | 2018-06-01 | 64 | 60.2 | 64.7 | 60.8 | 65.3 | YES | Jet Engine | Natural Gas | Kerosene | 62.5 | (2) (N) | 0.11148 | 27687.5 | 0.027688
R1141 | East Coast Power, LLC | Linden Cogen | J | 23786 | Linden NJ | Union | NJ | 1992-05-01 | 800 | 790.8 | 924.9 | 786.5 | 826.4 | YES | Combined Cycle | Natural Gas | Butane | 4289.8 |  | 0.61213 | 1900381.4 | 1.9004
R1495 | New York State Elec. & Gas Corp. | Allegheny 8 | C | 23528 | Kittanning PA | Armstrong | PA | 1990-10-01 | 16 | 14.7 | 14.7 | 16 | 16 |  | Conventional Hydro | Water |  | 95.2 |  | 0.67922 | 952 | 0.000952
R1496 | New York State Elec. & Gas Corp. | Allegheny 9 | C | 23528 | Kittanning PA | Armstrong | PA | 1990-10-01 | 22 | 20.2 | 20.2 | 22 | 22 |  | Conventional Hydro | Water |  | 116.3 |  | 0.60347 | 1163 | 0.001163
R1667 | Orange and Rockland Utilities | Intl. Crossroads | G | 5056 | Mahwah NJ | Bergen | NJ | 1987-12-01 | 3 | 0 | 0 | 0 | 0 | YES | Internal Combustion | Natural Gas | No. 2 Fuel Oil
Totals | [8 empty] | 1481 | [8 empty] | 5263.4 |  |  | 2240106.7 | 2.2401

## CO2 Emission Factors
Fuel Type | grams CO2/kWh | MTCO2/GWh | Unnamed: 3 | Unnamed: 4 | Unnamed: 5
Valuing the greenhouse gas emissions from nuclear power: A critical survey by Benjamin K. Sovacool
Coal | 1000 | 1000 |  |  | Energy Policy 36 (2008) 2940-2953
No. 2 Fuel Oil | 743 | 743
No. 4 Fuel Oil | 743 | 743
No. 6 Fuel Oil | 743 | 743
Fly Wheel | 0 | 0
Jet Fuel | 260 | 260
Kerosene | 260 | 260
Bio Gas | 11 | 11
Natural Gas | 443 | 443
Refuse | 23 | 23
Sunlight | 32 | 32
Uranium | 66 | 66
Conventional Hydro | 10 | 10
Pumped Storage | 10 | 10
Wood | 27 | 27
Wind | 9 | 9

## Heat Rates BTU per kWh
Unit Type | Heat Rate (BTU/kWh) | Unnamed: 2 | Unnamed: 3 | Unnamed: 4 | Unnamed: 5 | Unnamed: 6
Steam Generator Coal | 10059 |  |  |  | Source: | https://www.eia.gov/electricity/annual/html/epa_08_02.html
Steam Generator Petroleum | 10197
Steam Generator Nuclear | 10458
Steam Generator Natural Gas | 10372
Gas Turbine Natural Gas | 11302
Gas Turbine Petroleum | 13550
Internal Combustion Natural Gas | 9322
Internal Combustion Petroleum | 10379
Combined Cycle Petroleum | 9676
Combined Cycle Natural Gas | 7655

## Heat Content of Fuels
Fuel Type | Units | Source | Heat Content Value
Bio Gas | BTU/ft3 | http://www.engineeringtoolbox.com/energy-content-d_868.html | 690
Butane | BTU/ft3 |  | 3225
Methane | BTU/ft3 |  | 1029
Coal | BTU/ton |  | 28000000
Fuel Oil 2 | BTU/gal |  | 139000
Fuel Oil 6 | BTU/gal |  | 153000
Kerosene | BTU/gal |  | 135000

## Natural Gas Pollutants
Natural Gas Pollutant | Source | Units | Value
CO2 |  | lb/million ft3 | 120000
Lead | https://www3.epa.gov/ttnchie1/ap42/ch01/final/c01s04.pdf | lb/million ft3 | 0.0005
N2O |  | lb/million ft3 | 2.2
PM_Total |  | lb/million ft3 | 7.6
SO2 |  | lb/million ft3 | 0.6
TOC |  | lb/million ft3 | 11
VOC |  | lb/million ft3 | 5.5
Methane |  | lb/million ft3 | 2.3
Formaldyhyde |  | lb/million ft3 | 0.075
Hexane |  | lb/million ft3 | 1.8
Benzene |  | lb/million ft3 | 0.0021
Toluene |  | lb/million ft3 | 0.0034
Arsenic |  | lb/million ft3 | 0.0002
Beryllium |  | lb/million ft3 | 1.2e-05
Cadmium |  | lb/million ft3 | 0.0011
Chromium |  | lb/million ft3 | 0.0014
Colbalt |  | lb/million ft3 | 8.4e-11
Manganese |  | lb/million ft3 | 0.00038
Mercury |  | lb/million ft3 | 0.00026
Nickel |  | lb/million ft3 | 0.0021
Selenium |  | lb/million ft3 | 2.4e-05

## Coal Pollutants
Coal Pollutant | Source | Units | Value
CO2 |  | lbs/ton | 5500
Lead | https://www3.epa.gov/ttn/chief/ap42/ch01/final/c01s01.pdf | lbs/ton | 0.00042
N2O |  | lbs/ton | 0.05
PM |  | lbs/ton | 16
Methane |  | lbs/ton | 0.05
Formaldyhyde |  | lbs/ton | 0.00024
Hexane |  | lbs/ton | 6.7e-05
Benzene |  | lbs/ton | 0.0013
Toluene |  | lbs/ton | 0.00024
Arsenic |  | lbs/ton | 0.00041
Beryllium |  | lbs/ton | 2.1e-05
Cadmium |  | lbs/ton | 5.1e-05
Chromium |  | lbs/ton | 0.00026
Colbalt |  | lbs/ton | 0.0001
Manganese |  | lbs/ton | 0.00049
Mercury |  | lbs/ton | 8.3e-05
Nickel |  | lbs/ton | 0.00028
Selenium |  | lbs/ton | 0.0013
Methylene Chloride |  | lbs/ton | 0.00029
Phenol |  | lbs/ton | 1.6e-05
Trichloroethylene |  | lbs/ton | 4.3e-05

## Oil Pollutants
Fuel Oil Pollutant | Source | Units | Value
CO2 |  | lbs/1000 gallons | 25000
Aresenic | https://www3.epa.gov/ttn/chief/ap42/ch01/final/c01s03.pdf | lbs/1000 gallons | 0.00132
Beryllium |  | lbs/1000 gallons | 2.78e-05
Cadmium |  | lbs/1000 gallons | 0.000398
Chromium |  | lbs/1000 gallons | 0.000845
Cobalt |  | lbs/1000 gallons | 0.00602
Lead |  | lbs/1000 gallons | 0.00151
Manganese |  | lbs/1000 gallons | 0.003
Mercury |  | lbs/1000 gallons | 0.000113
Nickel |  | lbs/1000 gallons | 0.0845
Selenium |  | lbs/1000 gallons | 0.000683
Benzene |  | lbs/1000 gallons | 0.000214
Trichloroethane |  | lbs/1000 gallons | 0.000234
Toluene |  | lbs/1000 gallons | 0.0062
o-Xylene |  | lbs/1000 gallons | 0.000109
Formaldehyde |  | lbs/1000 gallons | 0.033

## Atmospheric Coal Pollutants
Unnamed: 0 | NYCA Totals | Zone A | Zone B | Zone C | Zone D | Zone E | Zone F | Zone G | Zone H | Zone I | Zone J | Zone K
BTU Coal | 6960828000000 | 5964987000000 | 0 | 995841000000 | 0 | 0 | 0 | 0 | 0 | 0 | 0 | 0
CO2 (lbs) | 1367305500 | 1171693875 | 0 | 195611625 | 0 | 0 | 0 | 0 | 0 | 0 | 0 | 0
CO2 (MT) | 620200.0798 | 531472.0337 | 0 | 88728.0461 | 0 | 0 | 0 | 0 | 0 | 0 | 0 | 0
Tons Coal | 248601 | 213035.25 | 0 | 35565.75 | 0 | 0 | 0 | 0 | 0 | 0 | 0 | 0
Lead (lbs) | 104.4124 | 89.4748 | 0 | 14.9376 | 0 | 0 | 0 | 0 | 0 | 0 | 0 | 0
N2O (lbs) | 12430.05 | 10651.7625 | 0 | 1778.2875 | 0 | 0 | 0 | 0 | 0 | 0 | 0 | 0
Nitrous Oxide (MT) | 5.6382 | 4.8316 | 0 | 0.80662 | 0 | 0 | 0 | 0 | 0 | 0 | 0 | 0
Nitrous Oxide (MT CO2eq) | 1511.0329 | 1294.8591 | 0 | 216.1738 | 0 | 0 | 0 | 0 | 0 | 0 | 0 | 0
PM (lbs) | 3977616 | 3408564 | 0 | 569052 | 0 | 0 | 0 | 0 | 0 | 0 | 0 | 0
PM (MT) | 1804.2184 | 1546.1005 | 0 | 258.118 | 0 | 0 | 0 | 0 | 0 | 0 | 0 | 0
Methane (lbs) | 12430.05 | 10651.7625 | 0 | 1778.2875 | 0 | 0 | 0 | 0 | 0 | 0 | 0 | 0
Methane (MT) | 5.6382 | 4.8316 | 0 | 0.80662 | 0 | 0 | 0 | 0 | 0 | 0 | 0 | 0
Methane (MT CO2eq) | 592.0092 | 507.3142 | 0 | 84.695 | 0 | 0 | 0 | 0 | 0 | 0 | 0 | 0
Formaldyhyde (lbs) | 59.6642 | 51.1285 | 0 | 8.5358 | 0 | 0 | 0 | 0 | 0 | 0 | 0 | 0
Hexane (lbs) | 16.6563 | 14.2734 | 0 | 2.3829 | 0 | 0 | 0 | 0 | 0 | 0 | 0 | 0
Benzene (lbs) | 323.1813 | 276.9458 | 0 | 46.2355 | 0 | 0 | 0 | 0 | 0 | 0 | 0 | 0
Toluene (lbs) | 59.6642 | 51.1285 | 0 | 8.5358 | 0 | 0 | 0 | 0 | 0 | 0 | 0 | 0
Arsenic (lbs) | 101.9264 | 87.3445 | 0 | 14.582 | 0 | 0 | 0 | 0 | 0 | 0 | 0 | 0
Beryllium (lbs) | 5.2206 | 4.4737 | 0 | 0.74688 | 0 | 0 | 0 | 0 | 0 | 0 | 0 | 0
Cadmium (lbs) | 12.6787 | 10.8648 | 0 | 1.8139 | 0 | 0 | 0 | 0 | 0 | 0 | 0 | 0
Chromium (lbs) | 64.6363 | 55.3892 | 0 | 9.2471 | 0 | 0 | 0 | 0 | 0 | 0 | 0 | 0
Colbalt (lbs) | 24.8601 | 21.3035 | 0 | 3.5566 | 0 | 0 | 0 | 0 | 0 | 0 | 0 | 0
Manganese (lbs) | 121.8145 | 104.3873 | 0 | 17.4272 | 0 | 0 | 0 | 0 | 0 | 0 | 0 | 0
Mercury (lbs) | 20.6339 | 17.6819 | 0 | 2.952 | 0 | 0 | 0 | 0 | 0 | 0 | 0 | 0
Nickel (lbs) | 69.6083 | 59.6499 | 0 | 9.9584 | 0 | 0 | 0 | 0 | 0 | 0 | 0 | 0
Selenium (lbs) | 323.1813 | 276.9458 | 0 | 46.2355 | 0 | 0 | 0 | 0 | 0 | 0 | 0 | 0
Methylene Chloride (lbs) | 72.0943 | 61.7802 | 0 | 10.3141 | 0 | 0 | 0 | 0 | 0 | 0 | 0 | 0
Phenol (lbs) | 3.9776 | 3.4086 | 0 | 0.56905 | 0 | 0 | 0 | 0 | 0 | 0 | 0 | 0
Trichloroethylene (lbs) | 10.6898 | 9.1605 | 0 | 1.5293 | 0 | 0 | 0 | 0 | 0 | 0 | 0 | 0
Total CO2eq (MT) | 620797.7272 | 531984.1795 | 0 | 88813.5477 | 0 | 0 | 0 | 0 | 0 | 0 | 0 | 0

## Atmospheric Methane Pollutants
Unnamed: 0 | NYCA Totals | Zone A | Zone B | Zone C | Zone D | Zone E | Zone F | Zone G | Zone H | Zone I | Zone J | Zone K
Trillion BTU Methane | 352.3091 | 6.0651 | 0.55269 | 41.6677 | 0.55499 | 0.44629 | 93.4408 | 14.1855 | 0 | 0 | 128.062 | 67.3341
CO2 (lbs) | 41085612478.1341 | 707295218.6589 | 64453760.9329 | 4859206530.6122 | 64721574.344 | 52045072.8863 | 10896881341.1079 | 1654283440.2332 | 0 | 0 | 14934347055.3936 | 7852378483.965
CO2 (MT) | 18636142.4999 | 320824.0961 | 29235.7689 | 2204101.6278 | 29357.2472 | 23607.276 | 4942748.1113 | 750371.2387 | 0 | 0 | 6774113.9314 | 3561783.2025
Lead (lbs) | 171.1901 | 2.9471 | 0.26856 | 20.2467 | 0.26967 | 0.21685 | 45.4037 | 6.8928 | 0 | 0 | 62.2264 | 32.7182
N2O (lbs) | 753236.2288 | 12967.079 | 1181.6523 | 89085.4531 | 1186.5622 | 954.1597 | 199776.1579 | 30328.5297 | 0 | 0 | 273796.3627 | 143960.2722
N2O (MT) | 341.6626 | 5.8818 | 0.53599 | 40.4085 | 0.53822 | 0.4328 | 90.617 | 13.7568 | 0 | 0 | 124.1921 | 65.2994
N2O CO2eq (MT) | 91565.5801 | 1576.3157 | 143.6451 | 10829.486 | 144.2419 | 115.9904 | 24285.3691 | 3686.824 | 0 | 0 | 33283.4798 | 17500.2281
PM (lbs) | 2602088.7903 | 44795.3638 | 4082.0715 | 307749.7469 | 4099.033 | 3296.1879 | 690135.8183 | 104771.2845 | 0 | 0 | 945841.9802 | 497317.304
PM (MT) | 1180.289 | 20.3189 | 1.8516 | 139.5931 | 1.8593 | 1.4951 | 313.0407 | 47.5235 | 0 | 0 | 429.0272 | 225.5796
SO2 (lbs) | 205428.0624 | 3536.4761 | 322.2688 | 24296.0327 | 323.6079 | 260.2254 | 54484.4067 | 8271.4172 | 0 | 0 | 74671.7353 | 39261.8924
TOC (lbs) | 3766181.1438 | 64835.395 | 5908.2614 | 445427.2653 | 5932.811 | 4770.7983 | 998880.7896 | 151642.6487 | 0 | 0 | 1368981.8134 | 719801.361
VOC (lbs) | 1883090.5719 | 32417.6975 | 2954.1307 | 222713.6327 | 2966.4055 | 2385.3992 | 499440.3948 | 75821.3243 | 0 | 0 | 684490.9067 | 359900.6805
Methane (lbs) | 787474.2392 | 13556.4917 | 1235.3638 | 93134.7918 | 1240.4968 | 997.5306 | 208856.8924 | 31707.0993 | 0 | 0 | 286241.6519 | 150503.9209
Methane (MT) | 357.1927 | 6.1491 | 0.56035 | 42.2453 | 0.56268 | 0.45247 | 94.736 | 14.3821 | 0 | 0 | 129.8372 | 68.2675
Methane CO2eq (MT) | 37505.2368 | 645.6585 | 58.837 | 4435.7545 | 59.0815 | 47.5096 | 9947.2806 | 1510.1221 | 0 | 0 | 13632.9043 | 7168.0887
Formaldyhyde (lbs) | 25678.5078 | 442.0595 | 40.2836 | 3037.0041 | 40.451 | 32.5282 | 6810.5508 | 1033.9272 | 0 | 0 | 9333.9669 | 4907.7366
Hexane (lbs) | 616284.1872 | 10609.4283 | 966.8064 | 72888.098 | 970.8236 | 780.6761 | 163453.2201 | 24814.2516 | 0 | 0 | 224015.2058 | 117785.6773
Benzene (lbs) | 718.9982 | 12.3777 | 1.1279 | 85.0361 | 1.1326 | 0.91079 | 190.6954 | 28.95 | 0 | 0 | 261.3511 | 137.4166
Toluene (lbs) | 1164.0924 | 20.04 | 1.8262 | 137.6775 | 1.8338 | 1.4746 | 308.745 | 46.8714 | 0 | 0 | 423.1398 | 222.4841
Arsenic (lbs) | 68.476 | 1.1788 | 0.10742 | 8.0987 | 0.10787 | 0.086742 | 18.1615 | 2.7571 | 0 | 0 | 24.8906 | 13.0873
Beryllium (lbs) | 4.1086 | 0.07073 | 0.0064454 | 0.48592 | 0.0064722 | 0.0052045 | 1.0897 | 0.16543 | 0 | 0 | 1.4934 | 0.78524
Cadmium (lbs) | 376.6181 | 6.4835 | 0.59083 | 44.5427 | 0.59328 | 0.47708 | 99.8881 | 15.1643 | 0 | 0 | 136.8982 | 71.9801
Chromium (lbs) | 479.3321 | 8.2518 | 0.75196 | 56.6907 | 0.75509 | 0.60719 | 127.1303 | 19.3 | 0 | 0 | 174.234 | 91.6111
Colbalt (lbs) | 2.876e-05 | 4.9511e-07 | 4.5118e-08 | 3.4014e-06 | 4.5305e-08 | 3.6432e-08 | 7.6278e-06 | 1.158e-06 | 0 | 0 | 1.0454e-05 | 5.4967e-06
Manganese (lbs) | 130.1044 | 2.2398 | 0.2041 | 15.3875 | 0.20495 | 0.16481 | 34.5068 | 5.2386 | 0 | 0 | 47.2921 | 24.8659
Mercury (lbs) | 89.0188 | 1.5325 | 0.13965 | 10.5283 | 0.14023 | 0.11276 | 23.6099 | 3.5843 | 0 | 0 | 32.3578 | 17.0135
Nickel (lbs) | 718.9982 | 12.3777 | 1.1279 | 85.0361 | 1.1326 | 0.91079 | 190.6954 | 28.95 | 0 | 0 | 261.3511 | 137.4166
Selenium (lbs) | 8.2171 | 0.14146 | 0.012891 | 0.97184 | 0.012944 | 0.010409 | 2.1794 | 0.33086 | 0 | 0 | 2.9869 | 1.5705
Total CO2eq (MT) | 18673989.3993 | 321475.6363 | 29295.1419 | 2208577.7908 | 29416.8669 | 23655.2185 | 4952786.0089 | 751895.1176 | 0 | 0 | 6787871.0278 | 3569016.5906